{"text_format":"3","workbook":"xls","n_sheets":9,"sheets":["化工实验中心实验室设备配置总表（2018年4月）","化工原理实验室","轻化工程专业实验室","化学工程与工艺专业实验室","能源化学工程专业实验室","过程装备与控制工程专业实验室","大型精密分析仪器实验室","化工虚拟仿真实验室","综合办"],"not_rendered":{"external_links":1,"defined_names":1},"read":"whole","date_system":"1900","formulas":"cached_only"}

{"sheet":"化工实验中心实验室设备配置总表（2018年4月）","index":0,"n_rows":2289,"n_cols":14,"rows_kept":2289,"merged":[[0,0,0,13]],"flags":["formulas_cached_only"]}
["化工实验中心实验室设备配置总表（2018年4月）"]
["序号","实验室","资产条码","资产名称","型号规格","技术指标","单价","生产厂家","品牌","生产国别","购置日期","使用方向","经费来源","保管人"]
[1,"大型精密分析仪器实验室","20164d0251","原位傅里叶红外光谱仪","VERTEX 70","分辨率：0.2 cm-1，连续可调,信噪比：优于50,000:1;光谱范围：8,000-50 cm-1 ",373934.61,"布鲁克香港有限公司","布鲁克","德国","2013-07-08","教学","德元贷款","司甜"]
[2,"大型精密分析仪器实验室","2016012548","易燃品毒害品储存柜","DPG-02、900*510*1990","重量155KG、机械锁",12600,"浙江联盈教育装备有限公司","联盈","中国","2016-07-12","教学","中央财政专项资金","刘晓波"]
[3,"大型精密分析仪器实验室","2015014754","台式扫描电镜","VEGA3-SBH","放大倍率：4.5倍－1000,000倍，可连续调整",994000,"捷克TESCAN","TESCAN","捷克","2013-07-12","科研","中央财政专项资金"]
[4,"大型精密分析仪器实验室","2017002041","全自动元素分析仪","EA2400II","测试精确度0.2%分析用Ar时准确度≤0.5%精度≤0.4%",495000,"美国珀金埃尔默仪器有限公司","PE","美国","2014-11-03","科研","中央财政专项资金","张恒"]
[5,"大型精密分析仪器实验室","2016012549","强酸耐腐蚀柜","FYG-02、900*45*1800","耐强酸、耐强碱、抗腐蚀",4800,"浙江联盈教育设备有限公司","联盈","中国","2016-07-12","教学","中央财政专项资金","刘晓波"]
[6,"大型精密分析仪器实验室","2016012550","强酸耐腐蚀柜","FYG-02、900*45*1800","耐强酸、耐强碱、抗腐蚀",4800,"浙江联盈教育设备有限公司","联盈","中国","2016-07-12","教学","中央财政专项资金","刘晓波"]
[7,"大型精密分析仪器实验室","2016012551","强酸耐腐蚀柜","FYG-02、900*45*1800","耐强酸、耐强碱、抗腐蚀",4800,"浙江联盈教育设备有限公司","联盈","中国","2016-07-12","教学","中央财政专项资金","刘晓波"]
[8,"大型精密分析仪器实验室","2016012552","强酸耐腐蚀柜","FYG-02、900*45*1800","耐强酸、耐强碱、抗腐蚀",4800,"浙江联盈教育设备有限公司","联盈","中国","2016-07-12","教学","中央财政专项资金","刘晓波"]
[9,"大型精密分析仪器实验室","2016012553","强酸耐腐蚀柜","FYG-02、900*45*1800","耐强酸、耐强碱、抗腐蚀",4800,"浙江联盈教育设备有限公司","联盈","中国","2016-07-12","教学","中央财政专项资金","刘晓波"]
[10,"大型精密分析仪器实验室","2014003410","气相色谱-质谱联用仪","7890A/5975C","质量数范围：1.6～1050amu，以0.1amu递增",657000,"美国安捷伦科技有限公司","美国安捷伦","美国","2013-07-12","教学","中央财政专项资金","司甜"]
[11,"大型精密分析仪器实验室","20164d0191","纳米粒度、电位和分子量测定仪","Zetasizer NANO ZS90","粒子测定方法：采用经典的DLS方法,测量范围：0.3nm~6μm；ZETA电位可测量粒径范围：3 nm~100 μm；",266808.66,"马尔文仪器公司","马尔文","英国","2013-07-08","教学","德元贷款","司甜"]
[12,"大型精密分析仪器实验室","2014003409","量热仪","C2000","测量范围：最大可达40,000J；温度分辨率：0.0001℃",265000,"德国IKA公司","德国IKA","德国","2013-07-12","教学","中央财政专项资金","陶军"]
[13,"大型精密分析仪器实验室","20065517","粉末压片机模具","不锈钢","直径10mm",1048,"天津科器高新技术公司",null,"中国","2006-11-01","教学","教学设备费","赵榆林"]
[14,"大型精密分析仪器实验室","2017002040","等离子体发射光谱仪","optima8000","在200nm处时，光学分辨率为≤0.007nm",550000,"美国珀金埃尔默仪器有限公司","PE","美国","2014-11-03","科研","中央财政专项资金","张恒"]
[15,"过程装备与控制工程专业实验室","20100703","资料柜","G313A 四门实木","3000*500*2000mm",18873,"双叶家具公司",null,"中国","2010-03-01","科研","科研费","宋鹏云"]
[16,"过程装备与控制工程专业实验室","2011001870","资料柜","1000*470*2000","铝木结构",1000,"昆明科奥特实验室设备有限公司",null,"中国","2011-11-01","教学","呈贡校区建设费","毛文元"]
[17,"过程装备与控制工程专业实验室","2011001871","资料柜","1000*470*2000","铝木结构",1000,"昆明科奥特实验室设备有限公司",null,"中国","2011-11-01","教学","呈贡校区建设费","毛文元"]
[18,"过程装备与控制工程专业实验室","2011001872","资料柜","1000*470*2000","铝木结构",1000,"昆明科奥特实验室设备有限公司",null,"中国","2011-11-01","教学","呈贡校区建设费","毛文元"]
[19,"过程装备与控制工程专业实验室","2011001873","资料柜","1000*470*2000","铝木结构",1000,"昆明科奥特实验室设备有限公司",null,"中国","2011-11-01","教学","呈贡校区建设费","毛文元"]
[20,"过程装备与控制工程专业实验室","2011001874","资料柜","1000*470*2000","铝木结构",1000,"昆明科奥特实验室设备有限公司",null,"中国","2011-11-01","教学","呈贡校区建设费","毛文元"]
[21,"过程装备与控制工程专业实验室","2011001875","资料柜","1000*470*2000","铝木结构",1000,"昆明科奥特实验室设备有限公司",null,"中国","2011-11-01","教学","呈贡校区建设费","毛文元"]
[22,"过程装备与控制工程专业实验室","2011001876","资料柜","1000*470*2000","铝木结构",1000,"昆明科奥特实验室设备有限公司",null,"中国","2011-11-01","教学","呈贡校区建设费","毛文元"]
[23,"过程装备与控制工程专业实验室","2011001877","资料柜","1000*470*2000","铝木结构",1000,"昆明科奥特实验室设备有限公司",null,"中国","2011-11-01","教学","呈贡校区建设费","毛文元"]
[24,"过程装备与控制工程专业实验室","2011001878","资料柜","1000*470*2000","铝木结构",1000,"昆明科奥特实验室设备有限公司",null,"中国","2011-11-01","教学","呈贡校区建设费","毛文元"]
[25,"过程装备与控制工程专业实验室","2011001879","资料柜","1000*470*2000","铝木结构",1000,"昆明科奥特实验室设备有限公司",null,"中国","2011-11-01","教学","呈贡校区建设费","毛文元"]
[26,"过程装备与控制工程专业实验室","19820060","转速数字显示仪","XJP-10","*",1400,"上海转速表厂",null,"中国","1982-06-01","教学","教学设备费","毛文元"]
[27,"过程装备与控制工程专业实验室","2015000735","注射泵","LSP01-2A","最大行程：140mm，行程分辨率：0.03125μm",5810,"保定兰格恒流泵有限公司","兰格","中国","2015-03-08","科研","科研费","何永清"]
[28,"过程装备与控制工程专业实验室","20120447","轴流风机","T35-3.15","4155立方米/小时",1200,"西化仪科技公司",null,"中国","2012-03-01","科研","科研费","毛文元"]
[29,"过程装备与控制工程专业实验室","20120064","中温型温湿度变送器","JCJ200W","0℃-100℃，湿度100％",1050,"北京陆达科技公司",null,"中国","2012-01-01","科研","科研费","毛文元"]
[30,"过程装备与控制工程专业实验室","20120150","中温型温湿度变送器","JCJ200W","0℃-100℃，湿度100％",1050,"北京陆达科技公司",null,"中国","2012-01-01","科研","科研费","毛文元"]
[31,"过程装备与控制工程专业实验室","20120151","中温型温湿度变送器","JCJ200W","0℃-100℃，湿度100％",1050,"北京陆达科技公司",null,"中国","2012-01-01","科研","科研费","毛文元"]
[32,"过程装备与控制工程专业实验室","20120152","中温型温湿度变送器","JCJ200W","0℃-100℃，湿度100％",1050,"北京陆达科技公司",null,"中国","2012-01-01","科研","科研费","毛文元"]
[33,"过程装备与控制工程专业实验室","2017004329","智能型数字万用表","UT71E","频率精度：±（0.1%+15）",1500,"优利德科技（中国）有限公司","优利德","中国","2015-10-13","科研","科研费","杨春曦"]
[34,"过程装备与控制工程专业实验室","20000339","智能差压变送器","STD920","AIH-00000-M-E9",8300,"日本山武公司",null,"日本","2000-01-01","教学","教学设备费","王春丽"]
[35,"过程装备与控制工程专业实验室","19910716","直流稳压电源","ZWQ1","*",2400,"天津电子仪器厂",null,"中国","1991-11-01","教学","教学设备费","毛文元"]
[36,"过程装备与控制工程专业实验室","2014006047","直流稳压电源","UTP3342TD","4通道，输出电压0-30V，输出电流0-2A",1388,"优利德集团有限公司","优利德","中国","2014-12-08","科研","科研费","何永清"]
[37,"过程装备与控制工程专业实验室","19920008","直流功率放大器","GF20-2","*",1235,"江苏保应电器厂",null,"中国","1992-12-01","教学","教学设备费","毛文元"]
[38,"过程装备与控制工程专业实验室","2017004317","蒸馏水器","DZ5Z","整机304不锈钢材料",1500,"上海鹰迪仪器设备有限公司","鹰迪","中国","2015-10-13","科研","科研费","司甜"]
[39,"过程装备与控制工程专业实验室","2017004318","蒸馏水器","DZ5Z","整机304不锈钢材料",1500,"上海鹰迪仪器设备有限公司","鹰迪","中国","2015-10-13","科研","科研费","司甜"]
[40,"过程装备与控制工程专业实验室","2015000409","真有效值万用表","UT181A","锂电池7.4V 2200mAh，LCD尺寸70x52mm",1980,"优利德科技（中国）有限公司","优利德","中国","2014-12-11","科研","科研费","何永清"]
[41,"过程装备与控制工程专业实验室","2014002511","真空干燥箱","DZF-6020MBE","30L/900VA",4500,"上海博讯实业有限公司","博讯","中国","2014-06-03","科研","科研费","李斌"]
[42,"过程装备与控制工程专业实验室","2013004411","远程无线传感器应用开发系统","SLRF-WSN-GPRS","ZIGBEE仿真器（兼容CC2430/1/2530/1）",3000,"成都感智信息技术有限公司",null,"中国","2013-06-01","科研","科研费","杨春曦"]
[43,"过程装备与控制工程专业实验室","19920431","预调平衡箱","P20R-17","*",1050,"上海东华电子仪器厂",null,"中国","1992-09-01","教学","教学设备费","毛文元"]
[44,"过程装备与控制工程专业实验室","19940380","应力测试试验台","HTS02","*",8500,"上海化学专科学院",null,"中国","1994-11-01","教学","教学设备费","毛文元"]
[45,"过程装备与控制工程专业实验室","2014004920","一体机","HP Officejet 7612","内存256mb，黑白打印速度 15ppm ",2798,"中国惠普有限公司","惠普","中国","2014-11-12","科研","科研费","何永清"]
[46,"过程装备与控制工程专业实验室","2014004922","液晶显示器","HSTND-3861-R","屏幕尺寸23英寸，屏幕比例16:9，平均亮度 250 ",1359,"中国惠普有限公司","惠普","中国","2014-11-12","科研","科研费","何永清"]
[47,"过程装备与控制工程专业实验室","20131273","液晶数显式电子万能试验机","WDW-02S","200N",13500,"济南江凯实验仪器有限公司",null,"中国","2013-05-01","科研","科研费","李斌"]
[48,"过程装备与控制工程专业实验室","2011001801","药品柜","1000*470*2000","铝木结构",1000,"昆明科奥特实验室设备有限公司",null,"中国","2011-11-01","教学","呈贡校区建设费","毛文元"]
[49,"过程装备与控制工程专业实验室","2011001802","药品柜","1000*470*2000","铝木结构",1000,"昆明科奥特实验室设备有限公司",null,"中国","2011-11-01","教学","呈贡校区建设费","毛文元"]
[50,"过程装备与控制工程专业实验室","2011001803","药品柜","1000*470*2000","铝木结构",1000,"昆明科奥特实验室设备有限公司",null,"中国","2011-11-01","教学","呈贡校区建设费","毛文元"]
[51,"过程装备与控制工程专业实验室","2011001804","药品柜","1000*470*2000","铝木结构",1000,"昆明科奥特实验室设备有限公司",null,"中国","2011-11-01","教学","呈贡校区建设费","毛文元"]
[52,"过程装备与控制工程专业实验室","2011001805","药品柜","1000*470*2000","铝木结构",1000,"昆明科奥特实验室设备有限公司",null,"中国","2011-11-01","教学","呈贡校区建设费","毛文元"]
[53,"过程装备与控制工程专业实验室","2011001806","药品柜","1000*470*2000","铝木结构",1000,"昆明科奥特实验室设备有限公司",null,"中国","2011-11-01","教学","呈贡校区建设费","毛文元"]
[54,"过程装备与控制工程专业实验室","2011001807","药品柜","1000*470*2000","铝木结构",1000,"昆明科奥特实验室设备有限公司",null,"中国","2011-11-01","教学","呈贡校区建设费","毛文元"]
[55,"过程装备与控制工程专业实验室","2011001808","药品柜","1000*470*2000","铝木结构",1000,"昆明科奥特实验室设备有限公司",null,"中国","2011-11-01","教学","呈贡校区建设费","毛文元"]
[56,"过程装备与控制工程专业实验室","2011001809","药品柜","1000*470*2000","铝木结构",1000,"昆明科奥特实验室设备有限公司",null,"中国","2011-11-01","教学","呈贡校区建设费","毛文元"]
[57,"过程装备与控制工程专业实验室","2011001810","药品柜","1000*470*2000","铝木结构",1000,"昆明科奥特实验室设备有限公司",null,"中国","2011-11-01","教学","呈贡校区建设费","毛文元"]
[58,"过程装备与控制工程专业实验室","2011001811","药品柜","1000*470*2000","铝木结构",1000,"昆明科奥特实验室设备有限公司",null,"中国","2011-11-01","教学","呈贡校区建设费","毛文元"]
[59,"过程装备与控制工程专业实验室","2011001812","药品柜","1000*470*2000","铝木结构",1000,"昆明科奥特实验室设备有限公司",null,"中国","2011-11-01","教学","呈贡校区建设费","毛文元"]
[60,"过程装备与控制工程专业实验室","2011001813","药品柜","1000*470*2000","铝木结构",1000,"昆明科奥特实验室设备有限公司",null,"中国","2011-11-01","教学","呈贡校区建设费","毛文元"]
[61,"过程装备与控制工程专业实验室","2011001814","药品柜","1000*470*2000","铝木结构",1000,"昆明科奥特实验室设备有限公司",null,"中国","2011-11-01","教学","呈贡校区建设费","毛文元"]
[62,"过程装备与控制工程专业实验室","2011001815","药品柜","1000*470*2000","铝木结构",1000,"昆明科奥特实验室设备有限公司",null,"中国","2011-11-01","教学","呈贡校区建设费","毛文元"]
[63,"过程装备与控制工程专业实验室","2011001816","药品柜","1000*470*2000","铝木结构",1000,"昆明科奥特实验室设备有限公司",null,"中国","2011-11-01","教学","呈贡校区建设费","毛文元"]
[64,"过程装备与控制工程专业实验室","2011001817","药品柜","1000*470*2000","铝木结构",1000,"昆明科奥特实验室设备有限公司",null,"中国","2011-11-01","教学","呈贡校区建设费","毛文元"]
[65,"过程装备与控制工程专业实验室","2011001818","药品柜","1000*470*2000","铝木结构",1000,"昆明科奥特实验室设备有限公司",null,"中国","2011-11-01","教学","呈贡校区建设费","毛文元"]
[66,"过程装备与控制工程专业实验室","2011001819","药品柜","1000*470*2000","铝木结构",1000,"昆明科奥特实验室设备有限公司",null,"中国","2011-11-01","教学","呈贡校区建设费","毛文元"]
[67,"过程装备与控制工程专业实验室","2011001820","药品柜","1000*470*2000","铝木结构",1000,"昆明科奥特实验室设备有限公司",null,"中国","2011-11-01","教学","呈贡校区建设费","毛文元"]
[68,"过程装备与控制工程专业实验室","2011001821","药品柜","1000*470*2000","铝木结构",1000,"昆明科奥特实验室设备有限公司",null,"中国","2011-11-01","教学","呈贡校区建设费","毛文元"]
[69,"过程装备与控制工程专业实验室","2011001822","药品柜","1000*470*2000","铝木结构",1000,"昆明科奥特实验室设备有限公司",null,"中国","2011-11-01","教学","呈贡校区建设费","毛文元"]
[70,"过程装备与控制工程专业实验室","2011001823","药品柜","1000*470*2000","铝木结构",1000,"昆明科奥特实验室设备有限公司",null,"中国","2011-11-01","教学","呈贡校区建设费","毛文元"]
[71,"过程装备与控制工程专业实验室","2011001824","药品柜","1000*470*2000","铝木结构",1000,"昆明科奥特实验室设备有限公司",null,"中国","2011-11-01","教学","呈贡校区建设费","毛文元"]
[72,"过程装备与控制工程专业实验室","2011001825","药品柜","1000*470*2000","铝木结构",1000,"昆明科奥特实验室设备有限公司",null,"中国","2011-11-01","教学","呈贡校区建设费","毛文元"]
[73,"过程装备与控制工程专业实验室","2011001826","药品柜","1000*470*2000","铝木结构",1000,"昆明科奥特实验室设备有限公司",null,"中国","2011-11-01","教学","呈贡校区建设费","毛文元"]
[74,"过程装备与控制工程专业实验室","2011001827","药品柜","1000*470*2000","铝木结构",1000,"昆明科奥特实验室设备有限公司",null,"中国","2011-11-01","教学","呈贡校区建设费","毛文元"]
[75,"过程装备与控制工程专业实验室","2011001828","药品柜","1000*470*2000","铝木结构",1000,"昆明科奥特实验室设备有限公司",null,"中国","2011-11-01","教学","呈贡校区建设费","毛文元"]
[76,"过程装备与控制工程专业实验室","2011001829","药品柜","1000*470*2000","铝木结构",1000,"昆明科奥特实验室设备有限公司",null,"中国","2011-11-01","教学","呈贡校区建设费","毛文元"]
[77,"过程装备与控制工程专业实验室","2011001830","药品柜","1000*470*2000","铝木结构",1000,"昆明科奥特实验室设备有限公司",null,"中国","2011-11-01","教学","呈贡校区建设费","毛文元"]
[78,"过程装备与控制工程专业实验室","2011001831","药品柜","1000*470*2000","铝木结构",1000,"昆明科奥特实验室设备有限公司",null,"中国","2011-11-01","教学","呈贡校区建设费","毛文元"]
[79,"过程装备与控制工程专业实验室","2011001832","药品柜","1000*470*2000","铝木结构",1000,"昆明科奥特实验室设备有限公司",null,"中国","2011-11-01","教学","呈贡校区建设费","毛文元"]
[80,"过程装备与控制工程专业实验室","2011001833","药品柜","1000*470*2000","铝木结构",1000,"昆明科奥特实验室设备有限公司",null,"中国","2011-11-01","教学","呈贡校区建设费","毛文元"]
[81,"过程装备与控制工程专业实验室","2011001834","药品柜","1000*470*2000","铝木结构",1000,"昆明科奥特实验室设备有限公司",null,"中国","2011-11-01","教学","呈贡校区建设费","毛文元"]
[82,"过程装备与控制工程专业实验室","2011001835","药品柜","1000*470*2000","铝木结构",1000,"昆明科奥特实验室设备有限公司",null,"中国","2011-11-01","教学","呈贡校区建设费","毛文元"]
[83,"过程装备与控制工程专业实验室","2011001836","药品柜","1000*470*2000","铝木结构",1000,"昆明科奥特实验室设备有限公司",null,"中国","2011-11-01","教学","呈贡校区建设费","毛文元"]
[84,"过程装备与控制工程专业实验室","2011001837","药品柜","1000*470*2000","铝木结构",1000,"昆明科奥特实验室设备有限公司",null,"中国","2011-11-01","教学","呈贡校区建设费","毛文元"]
[85,"过程装备与控制工程专业实验室","2011001838","药品柜","1000*470*2000","铝木结构",1000,"昆明科奥特实验室设备有限公司",null,"中国","2011-11-01","教学","呈贡校区建设费","毛文元"]
[86,"过程装备与控制工程专业实验室","2011001839","药品柜","1000*470*2000","铝木结构",1000,"昆明科奥特实验室设备有限公司",null,"中国","2011-11-01","教学","呈贡校区建设费","毛文元"]
[87,"过程装备与控制工程专业实验室","2011001840","药品柜","1000*470*2000","铝木结构",1000,"昆明科奥特实验室设备有限公司",null,"中国","2011-11-01","教学","呈贡校区建设费","毛文元"]
[88,"过程装备与控制工程专业实验室","2011001841","药品柜","1000*470*2000","铝木结构",1000,"昆明科奥特实验室设备有限公司",null,"中国","2011-11-01","教学","呈贡校区建设费","毛文元"]
[89,"过程装备与控制工程专业实验室","2011001842","药品柜","1000*470*2000","铝木结构",1000,"昆明科奥特实验室设备有限公司",null,"中国","2011-11-01","教学","呈贡校区建设费","毛文元"]
[90,"过程装备与控制工程专业实验室","2011001843","药品柜","1000*470*2000","铝木结构",1000,"昆明科奥特实验室设备有限公司",null,"中国","2011-11-01","教学","呈贡校区建设费","毛文元"]
[91,"过程装备与控制工程专业实验室","2011001844","药品柜","1000*470*2000","铝木结构",1000,"昆明科奥特实验室设备有限公司",null,"中国","2011-11-01","教学","呈贡校区建设费","毛文元"]
[92,"过程装备与控制工程专业实验室","2011001845","药品柜","1000*470*2000","铝木结构",1000,"昆明科奥特实验室设备有限公司",null,"中国","2011-11-01","教学","呈贡校区建设费","毛文元"]
[93,"过程装备与控制工程专业实验室","2011001846","药品柜","1000*470*2000","铝木结构",1000,"昆明科奥特实验室设备有限公司",null,"中国","2011-11-01","教学","呈贡校区建设费","毛文元"]
[94,"过程装备与控制工程专业实验室","2011001847","药品柜","1000*470*2000","铝木结构",1000,"昆明科奥特实验室设备有限公司",null,"中国","2011-11-01","教学","呈贡校区建设费","毛文元"]
[95,"过程装备与控制工程专业实验室","2011001848","药品柜","1000*470*2000","铝木结构",1000,"昆明科奥特实验室设备有限公司",null,"中国","2011-11-01","教学","呈贡校区建设费","毛文元"]
[96,"过程装备与控制工程专业实验室","2011001849","药品柜","1000*470*2000","铝木结构",1000,"昆明科奥特实验室设备有限公司",null,"中国","2011-11-01","教学","呈贡校区建设费","毛文元"]
[97,"过程装备与控制工程专业实验室","2011001850","药品柜","1000*470*2000","铝木结构",1000,"昆明科奥特实验室设备有限公司",null,"中国","2011-11-01","教学","呈贡校区建设费","毛文元"]
[98,"过程装备与控制工程专业实验室","2011001851","药品柜","1000*470*2000","铝木结构",1000,"昆明科奥特实验室设备有限公司",null,"中国","2011-11-01","教学","呈贡校区建设费","毛文元"]
[99,"过程装备与控制工程专业实验室","2011001852","药品柜","1000*470*2000","铝木结构",1000,"昆明科奥特实验室设备有限公司",null,"中国","2011-11-01","教学","呈贡校区建设费","毛文元"]
[100,"过程装备与控制工程专业实验室","2011001853","药品柜","1000*470*2000","铝木结构",1000,"昆明科奥特实验室设备有限公司",null,"中国","2011-11-01","教学","呈贡校区建设费","毛文元"]
[101,"过程装备与控制工程专业实验室","2011001854","药品柜","1000*470*2000","铝木结构",1000,"昆明科奥特实验室设备有限公司",null,"中国","2011-11-01","教学","呈贡校区建设费","毛文元"]
[102,"过程装备与控制工程专业实验室","2011001855","药品柜","1000*470*2000","铝木结构",1000,"昆明科奥特实验室设备有限公司",null,"中国","2011-11-01","教学","呈贡校区建设费","毛文元"]
[103,"过程装备与控制工程专业实验室","2011001856","药品柜","1000*470*2000","铝木结构",1000,"昆明科奥特实验室设备有限公司",null,"中国","2011-11-01","教学","呈贡校区建设费","毛文元"]
[104,"过程装备与控制工程专业实验室","2011001857","药品柜","1000*470*2000","铝木结构",1000,"昆明科奥特实验室设备有限公司",null,"中国","2011-11-01","教学","呈贡校区建设费","毛文元"]
[105,"过程装备与控制工程专业实验室","2011001858","药品柜","1000*470*2000","铝木结构",1000,"昆明科奥特实验室设备有限公司",null,"中国","2011-11-01","教学","呈贡校区建设费","毛文元"]
[106,"过程装备与控制工程专业实验室","2011001859","药品柜","1000*470*2000","铝木结构",1000,"昆明科奥特实验室设备有限公司",null,"中国","2011-11-01","教学","呈贡校区建设费","毛文元"]
[107,"过程装备与控制工程专业实验室","2011001860","药品柜","1000*470*2000","铝木结构",1000,"昆明科奥特实验室设备有限公司",null,"中国","2011-11-01","教学","呈贡校区建设费","毛文元"]
[108,"过程装备与控制工程专业实验室","2011001862","药品柜","1000*470*2000","铝木结构",1000,"昆明科奥特实验室设备有限公司",null,"中国","2011-11-01","教学","呈贡校区建设费","毛文元"]
[109,"过程装备与控制工程专业实验室","2011001863","药品柜","1000*470*2000","铝木结构",1000,"昆明科奥特实验室设备有限公司",null,"中国","2011-11-01","教学","呈贡校区建设费","毛文元"]
[110,"过程装备与控制工程专业实验室","2011001864","药品柜","1000*470*2000","铝木结构",1000,"昆明科奥特实验室设备有限公司",null,"中国","2011-11-01","教学","呈贡校区建设费","毛文元"]
[111,"过程装备与控制工程专业实验室","2011001865","药品柜","1000*470*2000","铝木结构",1000,"昆明科奥特实验室设备有限公司",null,"中国","2011-11-01","教学","呈贡校区建设费","毛文元"]
[112,"过程装备与控制工程专业实验室","2011001866","药品柜","1000*470*2000","铝木结构",1000,"昆明科奥特实验室设备有限公司",null,"中国","2011-11-01","教学","呈贡校区建设费","毛文元"]
[113,"过程装备与控制工程专业实验室","2011001867","药品柜","1000*470*2000","铝木结构",1000,"昆明科奥特实验室设备有限公司",null,"中国","2011-11-01","教学","呈贡校区建设费","毛文元"]
[114,"过程装备与控制工程专业实验室","2011001868","药品柜","1000*470*2000","铝木结构",1000,"昆明科奥特实验室设备有限公司",null,"中国","2011-11-01","教学","呈贡校区建设费","毛文元"]
[115,"过程装备与控制工程专业实验室","2011001869","药品柜","1000*470*2000","铝木结构",1000,"昆明科奥特实验室设备有限公司",null,"中国","2011-11-01","教学","呈贡校区建设费","毛文元"]
[116,"过程装备与控制工程专业实验室","2015002296","压力变送器","罗斯蒙特3051TG","量程-101~5512KPA",4600,"上海莫伯蕾仪器仪表有限公司","罗斯蒙特","中国","2015-03-10","科研","科研费","何永清"]
[117,"过程装备与控制工程专业实验室","19930095","形位误差试件","14件","*",1935,"成都量具刃具总厂",null,"中国","1993-04-01","教学","教学设备费","毛文元"]
[118,"过程装备与控制工程专业实验室","19920087","形位误差附件","形12组","*",3094.53,"成都量具刃具总厂",null,"中国","1992-01-01","教学","教学设备费","毛文元"]
[119,"过程装备与控制工程专业实验室","19990368","信息分析系统","SD150","*",25800,"天津中环电子仪器公司",null,"中国","1999-05-01","教学","教学设备费","毛文元"]
[120,"过程装备与控制工程专业实验室","19930492","泄漏检测仪","HDE-10","*",2127.5,"上海华阳检测仪器厂",null,"中国","1993-12-01","教学","教学设备费","毛文元"]
[121,"过程装备与控制工程专业实验室","20096059","小型冷库","3075*2875*2500mm","-10℃至-18℃",17800,"昆明万银制冷设备公司",null,"中国","2009-10-01","科研","科研费","别玉"]
[122,"过程装备与控制工程专业实验室","11027667","相变换热器温度测试系统","委托加工","温度50℃，风速600",7600,"昆明东方胜商贸公司",null,"中国","2011-12-01","科研","科研费","朱孝钦"]
[123,"过程装备与控制工程专业实验室","2016001806","显示器","PHILIPS223i5LSU2 ","21.5英寸；屏幕比例：16：9 1920x1080",1150,"飞利浦中国有限公司","飞利浦","中国","2016-02-01","教学","重点学科建设经费","毛文元"]
[124,"过程装备与控制工程专业实验室","2016001826","显示器","PHILIPS223i5LSU2 22","22英寸，屏幕比例16：10，亮度：250cd/m2",1150,"飞利浦中国有限公司","飞利浦","中国","2016-02-02","教学","重点学科建设经费","杨春曦"]
[125,"过程装备与控制工程专业实验室","20064457","涡轮流量传感器","LWGY","DN-40 4-20mA输出",2080,"开封仪表四厂",null,"中国","2006-10-01","教学","教学设备费","王春丽"]
[126,"过程装备与控制工程专业实验室","11026180","文件柜","木质","1300*2000mm",2422,"云南派格家俱公司",null,"中国","2011-10-01","科研","科研费","杨春曦"]
[127,"过程装备与控制工程专业实验室","20041608","温度变送器","DY2BWZ-1230","*",1400,"福建东辉公司",null,"中国","2004-06-01","科研","科研费","李斌"]
[128,"过程装备与控制工程专业实验室","20041609","温度变送器","DY2BWZ-1230","*",1400,"福建东辉公司",null,"中国","2004-06-01","科研","科研费","李斌"]
[129,"过程装备与控制工程专业实验室","20041610","温度变送器","DY2BWZ-1230","*",1400,"福建东辉公司",null,"中国","2004-06-01","科研","科研费","李斌"]
[130,"过程装备与控制工程专业实验室","20131368","微型曲线锯","DS230/E","D-54343，150-2500rpm",4170,"PROXXON公司",null,"德国","2013-07-01","科研","科研费","李斌"]
[131,"过程装备与控制工程专业实验室","2014006045","微型切割机","NO28650","电压220-240V，功率30W，转速15000RPM",1288,"德国PROXXON有限公司","PROXXON","德国","2014-12-10","科研","科研费","何永清"]
[132,"过程装备与控制工程专业实验室","11027609","微型计算机","Idea Contre K330","i3-2100/4G/21\"",5499,"联想集团公司",null,"中国","2011-12-01","科研","科研费","李斌"]
[133,"过程装备与控制工程专业实验室","20053143","微型计算机","兼容机","*",4980,"昆明莱尔科技公司",null,"中国","2005-05-01","科研","科研费","宋鹏云"]
[134,"过程装备与控制工程专业实验室","20053144","微型计算机","兼容机","*",4980,"昆明莱尔科技公司",null,"中国","2005-05-01","科研","科研费","宋鹏云"]
[135,"过程装备与控制工程专业实验室","20072132","微型计算机","联想天骄S2000i","P4 2.8G/60G/1G/19\"",6900,"联想集团公司",null,"中国","2007-09-01","科研","科研费","宋鹏云"]
[136,"过程装备与控制工程专业实验室","20082397","微型计算机","清华同方超扬A300","双核/1G/160G/17\"LCD",4500,"清华同方电脑公司",null,"中国","2008-07-01","教学","教学设备费","朱孝钦"]
[137,"过程装备与控制工程专业实验室","20090347","微型计算机","兼容机","酷睿E5200/2G/320G",3120,"昆明远秋科技公司",null,"中国","2009-01-01","科研","科研费","戚冬红"]
[138,"过程装备与控制工程专业实验室","20102236","微型计算机","兼容机","E5300/1G/500G/19\"",3300,"昆明长风科技公司",null,"中国","2010-06-01","科研","科研费","杨春曦"]
[139,"过程装备与控制工程专业实验室","20120235","微型计算机","联想扬天 T2900d","E6600/2G/500G/19寸",3370,"联想集团公司",null,"中国","2012-02-01","科研","科研费","杨春曦"]
[140,"过程装备与控制工程专业实验室","20120236","微型计算机","联想扬天 T2900d","E6600/2G/500G/19寸",3370,"联想集团公司",null,"中国","2012-02-01","科研","科研费","杨春曦"]
[141,"过程装备与控制工程专业实验室","20120271","微型计算机","兼容机","E6600/4G/500G/19寸",2750,"云南捷硕科技公司",null,"中国","2012-03-01","科研","科研费","毛文元"]
[142,"过程装备与控制工程专业实验室","20120425","微型计算机","联想新圆梦 F558","AX2 260/2G/500G",4500,"联想集团公司",null,"中国","2012-03-01","科研","科研费","李斌"]
[143,"过程装备与控制工程专业实验室","20121170","微型计算机","联想新圆梦F558","AXZ260/2G/20寸",4550,"联想集团公司",null,"中国","2012-09-01","科研","科研费","李斌"]
[144,"过程装备与控制工程专业实验室","2013412600","微型计算机","联想扬天M4630","cpu：G2030,500G硬盘，2G内存，18.5寸显示器",3490,"联想集团公司","联想","中国","2013-11-06","科研","科研费","杨春曦"]
[145,"过程装备与控制工程专业实验室","2013412601","微型计算机","联想扬天M4630","cpu：G2030,500G硬盘，2G内存，18.5寸显示器",3490,"联想集团公司","联想","中国","2013-11-06","科研","科研费","杨春曦"]
[146,"过程装备与控制工程专业实验室","2014004882","微型计算机","ThinkPad T440","CPU i7-4510U， 内存 8G，显示屏14.0寸",8098,"联宝（合肥）电子科技有限公司","联想","中国","2014-11-11","科研","科研费","杨春曦"]
[147,"过程装备与控制工程专业实验室","2014004923","微型计算机","兼容机","CPU：四核3.5GHz，内存16G，显存1G，硬盘1T",5600,"云南金立科技发展有限公司","组装","中国","2014-11-15","科研","科研费","何永清"]
[148,"过程装备与控制工程专业实验室","2014004927","微型计算机","扬天T4900V-00","CPU：G3240，1G独显，内存4G，硬盘500G",3599,"联想（北京）有限公司","联想","中国","2014-11-12","科研","科研费","何永清"]
[149,"过程装备与控制工程专业实验室","2014005435","微型计算机","*","CPU:G3250，内存4G，硬盘1T",3399,"联想（北京）有限公司","联想","中国","2014-12-03","科研","科研费","何永清"]
[150,"过程装备与控制工程专业实验室","2014005513","微型计算机","Lenovo H5050","I5-4460/4G/1T/21.5寸",5415,"联想集团","联想","中国","2014-11-21","科研","科研费","李斌"]
[151,"过程装备与控制工程专业实验室","2014005999","微型计算机","H3050","CPU：赛扬双核2.7GHZ，内存4G，集显，硬盘500G",1999,"联想（北京）有限公司","联想","中国","2014-12-08","科研","科研费","何永清"]
[152,"过程装备与控制工程专业实验室","2014006046","微型计算机","兼容机","CPU3.4GHZ 内存16G 显存1G 硬盘1TB",9980,"昆明市五华区思迈科技经营部","组装","中国","2014-12-11","科研","其它经费","毛文元"]
[153,"过程装备与控制工程专业实验室","2015000648","微型计算机","兼容机","CPU：双核2.8GHZ，集成显卡，内存4G，硬盘500G",1800,"云南金立科技发展有限公司","组装","中国","2015-03-07","科研","科研费","何永清"]
[154,"过程装备与控制工程专业实验室","2015001842","微型计算机","联想H3005","AMD双核1.35GHz，2G，500GB，20英寸显示屏",2849,"联想（中国）有限公司","联想","中国","2014-10-10","科研","科研费","焦凤"]
[155,"过程装备与控制工程专业实验室","2015002151","微型计算机","兼容机","inter i5 3570,8G，1T，显示屏21.5英寸",5450,"昆明威远电脑经营部","组装","中国","2014-11-11","科研","科研费","焦凤"]
[156,"过程装备与控制工程专业实验室","2016001810","微型计算机","兼容机","华硕H81 CPU:Intel酷睿 5- 4460 ",3820,"云南华东电脑科技有限公司","兼容机","中国","2016-02-01","教学","重点学科建设经费","何永清"]
[157,"过程装备与控制工程专业实验室","2016001811","微型计算机","兼容机","华硕H81 CPU:Intel酷睿 5- 4460 ",3820,"云南华东电脑科技有限公司","兼容机","中国","2016-02-01","教学","重点学科建设经费","何永清"]
[158,"过程装备与控制工程专业实验室","2016001812","微型计算机","兼容机","华硕H81 CPU:Intel酷睿 5- 4460 ",3820,"云南华东电脑科技有限公司","兼容机","中国","2016-02-01","教学","重点学科建设经费","何永清"]
[159,"过程装备与控制工程专业实验室","2016001815","微型计算机","戴尔Inspiron3647","显示器22英寸，Intel Core i5-4460，四核",6500,"戴尔厦门有限公司","戴尔","中国","2016-02-02","教学","重点学科建设经费","毛文元"]
[160,"过程装备与控制工程专业实验室","2016001817","微型计算机","兼容机","第四代智能英特尔处理器i5-4590 主频3.3GHZ",3845,"云南华东电脑科技有限公司","兼容机","中国","2016-02-02","教学","重点学科建设经费","杨春曦"]
[161,"过程装备与控制工程专业实验室","2016001818","微型计算机","兼容机","第四代智能英特尔处理器i5-4590 主频3.3GHZ",3845,"云南华东电脑科技有限公司","兼容机","中国","2016-02-02","教学","重点学科建设经费","杨春曦"]
[162,"过程装备与控制工程专业实验室","2016001821","微型计算机","戴尔9020MT","22英寸，Intel Core i7-4790",6700,"戴尔厦门有限公司","戴尔","中国","2016-02-02","教学","重点学科建设经费","毛文元"]
[163,"过程装备与控制工程专业实验室","2016010786","微型计算机","戴尔OptiPlex 3030 AIO","I3 4160/4G/500G/DVDRW/19.5",4350,"戴尔（中国）有限公司","戴尔","中国","2016-10-26","教学","业务费","王春丽"]
[164,"过程装备与控制工程专业实验室","20000342","微控制系统","HS2000μCS(FOCS)","模拟量 数字量控制",49000,"和利时公司",null,"中国","2000-01-01","教学","教学设备费","王春丽"]
[165,"过程装备与控制工程专业实验室","19910834","万向摇臂钻床","Z3125A","*",9700,"云南第三机床厂",null,"中国","1991-12-01","教学","教学设备费","毛文元"]
[166,"过程装备与控制工程专业实验室","19930491","涂层测量仪","HCC-18","HCC-18",1127,"上海华阳检测仪器厂",null,"中国","1993-12-01","教学","教学设备费","毛文元"]
[167,"过程装备与控制工程专业实验室","2014003927","投影仪","MS3081","100-240V~，50-60Hz，2.70A",1999,"明基电通有限公司","明基","中国","2014-09-12","科研","科研费","杨春曦"]
[168,"过程装备与控制工程专业实验室","19920044","投影立式光学计","JD3","*",4613.84,"新天精密光学仪器公司",null,"中国","1992-01-01","教学","教学设备费","毛文元"]
[169,"过程装备与控制工程专业实验室","20154d0514","太阳集热器热性能测试系统","TRM-2B","直接辐射表光谱范围：280～3000nm; 测试范围：0～4000W/m2； 温度传感器精度:±0.1℃,",98142.06,"锦州阳光科技有限公司","TRM","中国","2013-07-08","教学","德元贷款","陈飞"]
[170,"过程装备与控制工程专业实验室","2015001262","台式钻铣床","NO27110","转速：5000-20000rpm，行程：134*46*70",2800,"德国普颂德科有限公司","普颂德科","德国","2015-03-23","科研","科研费","何永清"]
[171,"过程装备与控制工程专业实验室","20000345","数字调节器","SDC-31","固定程序",3000,"日本山武公司",null,"日本","2000-01-01","教学","教学设备费","王春丽"]
[172,"过程装备与控制工程专业实验室","20000346","数字调节器","SDC-31","固定程序",3000,"日本山武公司",null,"日本","2000-01-01","教学","教学设备费","王春丽"]
[173,"过程装备与控制工程专业实验室","20000347","数字调节器","SDC-31","固定程序",3000,"日本山武公司",null,"日本","2000-01-01","教学","教学设备费","王春丽"]
[174,"过程装备与控制工程专业实验室","20041607","数字调节器","XD-30","*",4300,"日本山武公司",null,"日本","2004-06-01","科研","科研费","李斌"]
[175,"过程装备与控制工程专业实验室","2016001809","数字存储示波器","优利德（UNI-T） UTD4102C","宽带：100MHz；通道型号：2；速率：2GS/s",6500,"优利德集团有限公司","优利德","中国","2016-02-02","教学","重点学科建设经费","杨春曦"]
[176,"过程装备与控制工程专业实验室","20041611","数字采集模块","APAM-4017","*",3850,"台湾研华公司",null,"中国台湾","2004-06-01","科研","科研费","李斌"]
[177,"过程装备与控制工程专业实验室","19920171","数显万能工具显微镜","JX11","*",46780,"新天精密光学仪器公司",null,"中国","1992-03-01","教学","教学设备费","毛文元"]
[178,"过程装备与控制工程专业实验室","20121632","数显示推拉力计","SH-500","最大负荷500N",2000,"温州山度仪器公司",null,"中国","2012-12-01","科研","科研费","李斌"]
[179,"过程装备与控制工程专业实验室","11027460","数码相机","尼康 S9100","1200万像素",2100,"尼康公司",null,"中国","2011-12-01","科研","科研费","宋鹏云"]
[180,"过程装备与控制工程专业实验室","20043124","数码相机","佳能IXUS430","*",3288,"佳能公司",null,"中国","2004-05-01","科研","科研费","宋鹏云"]
[181,"过程装备与控制工程专业实验室","20080026","数码相机","尼康D80","1020万像素",8400,"尼康公司",null,"日本","2008-01-01","科研","科研费","宋鹏云"]
[182,"过程装备与控制工程专业实验室","2015000970","数据采集系统","2700","通道数：200，位数：六位半，工作电压：220V",20080,"美国吉时利有限公司","吉时利","美国","2015-03-19","科研","科研费","何永清"]
[183,"过程装备与控制工程专业实验室","20121634","手动机架","SPJ-B","最大负荷500N",1600,"温州山度仪器公司",null,"中国","2012-12-01","科研","科研费","李斌"]
[184,"过程装备与控制工程专业实验室","20010148","视听设备","*","*",6390,"裕兴电子设备厂",null,"中国","2001-11-01","教学","教学设备费","王春丽"]
[185,"过程装备与控制工程专业实验室","2011001782","实验台","1500*1500*800","钢木结构",3388,"昆明科奥特实验室设备有限公司",null,"中国","2011-11-01","教学","呈贡校区建设费","毛文元"]
[186,"过程装备与控制工程专业实验室","2011001783","实验台","1500*1500*800","钢木结构",3388,"昆明科奥特实验室设备有限公司",null,"中国","2011-11-01","教学","呈贡校区建设费","毛文元"]
[187,"过程装备与控制工程专业实验室","2011001784","实验台","1500*1500*800","钢木结构",3388,"昆明科奥特实验室设备有限公司",null,"中国","2011-11-01","教学","呈贡校区建设费","毛文元"]
[188,"过程装备与控制工程专业实验室","2011001785","实验台","1500*1500*800","钢木结构",3388,"昆明科奥特实验室设备有限公司",null,"中国","2011-11-01","教学","呈贡校区建设费","毛文元"]
[189,"过程装备与控制工程专业实验室","2011001786","实验台","1500*1500*800","钢木结构",3388,"昆明科奥特实验室设备有限公司",null,"中国","2011-11-01","教学","呈贡校区建设费","毛文元"]
[190,"过程装备与控制工程专业实验室","2011001787","实验台","1500*1500*800","钢木结构",3388,"昆明科奥特实验室设备有限公司",null,"中国","2011-11-01","教学","呈贡校区建设费","毛文元"]
[191,"过程装备与控制工程专业实验室","2011001788","实验台","1500*1500*800","钢木结构",3388,"昆明科奥特实验室设备有限公司",null,"中国","2011-11-01","教学","呈贡校区建设费","毛文元"]
[192,"过程装备与控制工程专业实验室","2011001789","实验台","1500*1500*800","钢木结构",3388,"昆明科奥特实验室设备有限公司",null,"中国","2011-11-01","教学","呈贡校区建设费","毛文元"]
[193,"过程装备与控制工程专业实验室","2011001790","实验台","1500*1500*800","钢木结构",3388,"昆明科奥特实验室设备有限公司",null,"中国","2011-11-01","教学","呈贡校区建设费","毛文元"]
[194,"过程装备与控制工程专业实验室","2011001791","实验台","1500*1500*800","钢木结构",3388,"昆明科奥特实验室设备有限公司",null,"中国","2011-11-01","教学","呈贡校区建设费","毛文元"]
[195,"过程装备与控制工程专业实验室","2011001792","实验台","1500*1500*800","钢木结构",3388,"昆明科奥特实验室设备有限公司",null,"中国","2011-11-01","教学","呈贡校区建设费","毛文元"]
[196,"过程装备与控制工程专业实验室","2011001793","实验台","1500*1500*800","钢木结构",3388,"昆明科奥特实验室设备有限公司",null,"中国","2011-11-01","教学","呈贡校区建设费","毛文元"]
[197,"过程装备与控制工程专业实验室","2011001794","实验台","1500*1500*800","钢木结构",3388,"昆明科奥特实验室设备有限公司",null,"中国","2011-11-01","教学","呈贡校区建设费","毛文元"]
[198,"过程装备与控制工程专业实验室","2011001795","实验台","1500*1500*800","钢木结构",3388,"昆明科奥特实验室设备有限公司",null,"中国","2011-11-01","教学","呈贡校区建设费","毛文元"]
[199,"过程装备与控制工程专业实验室","2011001796","实验台","1500*1500*800","钢木结构",3388,"昆明科奥特实验室设备有限公司",null,"中国","2011-11-01","教学","呈贡校区建设费","毛文元"]
[200,"过程装备与控制工程专业实验室","2011001797","实验台","1500*1500*800","钢木结构",3388,"昆明科奥特实验室设备有限公司",null,"中国","2011-11-01","教学","呈贡校区建设费","毛文元"]
[201,"过程装备与控制工程专业实验室","2011001798","实验台","1500*1500*800","钢木结构",3388,"昆明科奥特实验室设备有限公司",null,"中国","2011-11-01","教学","呈贡校区建设费","毛文元"]
[202,"过程装备与控制工程专业实验室","2011001799","实验台","1500*1500*800","钢木结构",3388,"昆明科奥特实验室设备有限公司",null,"中国","2011-11-01","教学","呈贡校区建设费","毛文元"]
[203,"过程装备与控制工程专业实验室","2011001800","实验台","1500*1500*800","钢木结构",3388,"昆明科奥特实验室设备有限公司",null,"中国","2011-11-01","教学","呈贡校区建设费","毛文元"]
[204,"过程装备与控制工程专业实验室","2015001067","摄像机","索尼（SONY）PXW-X160","变焦比率25倍，像素1920*1080，液晶屏3.5英寸",25478,"索尼公司","索尼","日本","2015-03-25","科研","重点学科建设经费","何永清"]
[205,"过程装备与控制工程专业实验室","20154d0510","设备与控制综合实验台","PECTS-2","水泵进口压力：量程：-0.1~ 0 Mpa;",211765.47,"北京三维利达机电技术有限责任公司","三维","中国","2013-07-08","教学","德元贷款","毛文元"]
[206,"过程装备与控制工程专业实验室","20131274","邵氏硬度计","LX-D","*",1600,"济南江凯实验仪器有限公司",null,"中国","2013-05-01","科研","科研费","李斌"]
[207,"过程装备与控制工程专业实验室","20120446","热式风速仪","KANOMAX 6004","0.1-20m/s",2100,"西化仪科技公司",null,"中国","2012-03-01","科研","科研费","毛文元"]
[208,"过程装备与控制工程专业实验室","11027556","热泵性能分析与测试装置","自制设备","热泵性能八个实验",34917.2,"昆明理工大学化工学院",null,"中国","2011-12-01","教学","教学设备费","李斌"]
[209,"过程装备与控制工程专业实验室","2006c107","钳工桌","*","*",1250,"自制",null,"中国","1989-11-01","教学","教学设备费","毛文元"]
[210,"过程装备与控制工程专业实验室","2011001900","屏风办公桌","500*1200*1200","屏风隔断",1200,"昆明科奥特实验室设备有限公司",null,"中国","2011-11-01","教学","呈贡校区建设费","毛文元"]
[211,"过程装备与控制工程专业实验室","2011001901","屏风办公桌","500*1200*1200","屏风隔断",1200,"昆明科奥特实验室设备有限公司",null,"中国","2011-11-01","教学","呈贡校区建设费","毛文元"]
[212,"过程装备与控制工程专业实验室","2011001902","屏风办公桌","500*1200*1200","屏风隔断",1200,"昆明科奥特实验室设备有限公司",null,"中国","2011-11-01","教学","呈贡校区建设费","毛文元"]
[213,"过程装备与控制工程专业实验室","2011001903","屏风办公桌","500*1200*1200","屏风隔断",1200,"昆明科奥特实验室设备有限公司",null,"中国","2011-11-01","教学","呈贡校区建设费","毛文元"]
[214,"过程装备与控制工程专业实验室","2011001904","屏风办公桌","500*1200*1200","屏风隔断",1200,"昆明科奥特实验室设备有限公司",null,"中国","2011-11-01","教学","呈贡校区建设费","毛文元"]
[215,"过程装备与控制工程专业实验室","2011001905","屏风办公桌","500*1200*1200","屏风隔断",1200,"昆明科奥特实验室设备有限公司",null,"中国","2011-11-01","教学","呈贡校区建设费","毛文元"]
[216,"过程装备与控制工程专业实验室","2011001906","屏风办公桌","500*1200*1200","屏风隔断",1200,"昆明科奥特实验室设备有限公司",null,"中国","2011-11-01","教学","呈贡校区建设费","毛文元"]
[217,"过程装备与控制工程专业实验室","2011001907","屏风办公桌","500*1200*1200","屏风隔断",1200,"昆明科奥特实验室设备有限公司",null,"中国","2011-11-01","教学","呈贡校区建设费","毛文元"]
[218,"过程装备与控制工程专业实验室","2011001908","屏风办公桌","500*1200*1200","屏风隔断",1200,"昆明科奥特实验室设备有限公司",null,"中国","2011-11-01","教学","呈贡校区建设费","毛文元"]
[219,"过程装备与控制工程专业实验室","2011001909","屏风办公桌","500*1200*1200","屏风隔断",1200,"昆明科奥特实验室设备有限公司",null,"中国","2011-11-01","教学","呈贡校区建设费","毛文元"]
[220,"过程装备与控制工程专业实验室","2011001910","屏风办公桌","500*1200*1200","屏风隔断",1200,"昆明科奥特实验室设备有限公司",null,"中国","2011-11-01","教学","呈贡校区建设费","毛文元"]
[221,"过程装备与控制工程专业实验室","2011001911","屏风办公桌","500*1200*1200","屏风隔断",1200,"昆明科奥特实验室设备有限公司",null,"中国","2011-11-01","教学","呈贡校区建设费","毛文元"]
[222,"过程装备与控制工程专业实验室","2011001912","屏风办公桌","500*1200*1200","屏风隔断",1200,"昆明科奥特实验室设备有限公司",null,"中国","2011-11-01","教学","呈贡校区建设费","毛文元"]
[223,"过程装备与控制工程专业实验室","2011001913","屏风办公桌","500*1200*1200","屏风隔断",1200,"昆明科奥特实验室设备有限公司",null,"中国","2011-11-01","教学","呈贡校区建设费","毛文元"]
[224,"过程装备与控制工程专业实验室","2011001914","屏风办公桌","500*1200*1200","屏风隔断",1200,"昆明科奥特实验室设备有限公司",null,"中国","2011-11-01","教学","呈贡校区建设费","毛文元"]
[225,"过程装备与控制工程专业实验室","2011001915","屏风办公桌","500*1200*1200","屏风隔断",1200,"昆明科奥特实验室设备有限公司",null,"中国","2011-11-01","教学","呈贡校区建设费","毛文元"]
[226,"过程装备与控制工程专业实验室","2011001916","屏风办公桌","500*1200*1200","屏风隔断",1200,"昆明科奥特实验室设备有限公司",null,"中国","2011-11-01","教学","呈贡校区建设费","毛文元"]
[227,"过程装备与控制工程专业实验室","2011001917","屏风办公桌","500*1200*1200","屏风隔断",1200,"昆明科奥特实验室设备有限公司",null,"中国","2011-11-01","教学","呈贡校区建设费","毛文元"]
[228,"过程装备与控制工程专业实验室","2011001918","屏风办公桌","500*1200*1200","屏风隔断",1200,"昆明科奥特实验室设备有限公司",null,"中国","2011-11-01","教学","呈贡校区建设费","毛文元"]
[229,"过程装备与控制工程专业实验室","2011001919","屏风办公桌","500*1200*1200","屏风隔断",1200,"昆明科奥特实验室设备有限公司",null,"中国","2011-11-01","教学","呈贡校区建设费","毛文元"]
[230,"过程装备与控制工程专业实验室","2011001920","屏风办公桌","500*1200*1200","屏风隔断",1200,"昆明科奥特实验室设备有限公司",null,"中国","2011-11-01","教学","呈贡校区建设费","毛文元"]
[231,"过程装备与控制工程专业实验室","2011001921","屏风办公桌","500*1200*1200","屏风隔断",1200,"昆明科奥特实验室设备有限公司",null,"中国","2011-11-01","教学","呈贡校区建设费","毛文元"]
[232,"过程装备与控制工程专业实验室","2011001922","屏风办公桌","500*1200*1200","屏风隔断",1200,"昆明科奥特实验室设备有限公司",null,"中国","2011-11-01","教学","呈贡校区建设费","毛文元"]
[233,"过程装备与控制工程专业实验室","2011001923","屏风办公桌","500*1200*1200","屏风隔断",1200,"昆明科奥特实验室设备有限公司",null,"中国","2011-11-01","教学","呈贡校区建设费","毛文元"]
[234,"过程装备与控制工程专业实验室","20000855","平面研磨机","自制","*",9800,"昆明五华双环供应站",null,"中国","2000-08-01","科研","教学设备费","毛文元"]
[235,"过程装备与控制工程专业实验室","19920049","平面度检查仪","1401型","*",5205,"哈尔滨具刃具厂",null,"中国","1992-01-01","教学","教学设备费","毛文元"]
[236,"过程装备与控制工程专业实验室","19920050","平面度检查仪","1401型","*",5205,"哈尔滨具刃具厂",null,"中国","1992-01-01","教学","教学设备费","毛文元"]
[237,"过程装备与控制工程专业实验室","19920080","偏摆仪(跳动仪 )","PBY-300","*",1660,"成都量具刃具总厂",null,"中国","1992-01-01","教学","教学设备费","毛文元"]
[238,"过程装备与控制工程专业实验室","19920081","偏摆仪(跳动仪 )","PBY-300","*",1660,"成都量具刃具总厂",null,"中国","1992-01-01","教学","教学设备费","毛文元"]
[239,"过程装备与控制工程专业实验室","19920082","偏摆仪(跳动仪 )","PBY-300","*",1660,"成都量具刃具总厂",null,"中国","1992-01-01","教学","教学设备费","毛文元"]
[240,"过程装备与控制工程专业实验室","19830371","逆变器","FY-75","*",1800,"上海电表厂",null,"中国","1983-11-01","教学","教学设备费","毛文元"]
[241,"过程装备与控制工程专业实验室","2016001807","内置硬盘","西数WD30EFRX","容量：3 TB；缓存：64 MB；",1000,"希捷国际科技有限公司","西数","中国","2016-02-02","教学","重点学科建设经费","杨春曦"]
[242,"过程装备与控制工程专业实验室","2016001808","内置硬盘","西数WD30EFRX","容量：3 TB；缓存：64 MB；",1000,"希捷国际科技有限公司","西数","中国","2016-02-02","教学","重点学科建设经费","杨春曦"]
[243,"过程装备与控制工程专业实验室","2014000127","螺旋机架","SLJ-B","500N,150mm",2100,"山度仪器有限公司","山度仪器","中国","2013-12-10","科研","科研费","李斌"]
[244,"过程装备与控制工程专业实验室","19920086","螺纹测量附件","螺 3 组","*",1183.15,"成都量具刃具总厂",null,"中国","1992-01-01","教学","教学设备费","毛文元"]
[245,"过程装备与控制工程专业实验室","19920014","六线测振仪","GZ-2","*",5642,"北京测振仪器厂",null,"中国","1992-12-01","教学","教学设备费","毛文元"]
[246,"过程装备与控制工程专业实验室","2015004853","流量计","coleparmer 32714","误差正负0.1%，量程0-5L/min",5500,"北京安迪永富科贸有限公司","coleparmer","中国","2015-04-03","科研","科研费","何永清"]
[247,"过程装备与控制工程专业实验室","2015004854","流量计","coleparmer 32714","误差正负0.1%，量程0-5L/min",5500,"北京安迪永富科贸有限公司","coleparmer","中国","2015-04-03","科研","科研费","何永清"]
[248,"过程装备与控制工程专业实验室","2015004895","流量计","coleparmer32648","量程0-10L/min",7300,"北京安迪永富科贸有限公司","coleparmer","中国","2015-03-18","科研","科研费","何永清"]
[249,"过程装备与控制工程专业实验室","2015004896","流量计","coleparmer32648","量程0-10L/min",7300,"北京安迪永富科贸有限公司","coleparmer","中国","2015-03-18","科研","科研费","何永清"]
[250,"过程装备与控制工程专业实验室","2015004897","流量计","coleparmer32714","量程0-15L/min",5500,"北京安迪永富科贸有限公司","coleparmer","中国","2015-03-18","科研","科研费","何永清"]
[251,"过程装备与控制工程专业实验室","2015004898","流量计","coleparmer32714","量程0-15L/min",5500,"北京安迪永富科贸有限公司","coleparmer","中国","2015-03-18","科研","科研费","何永清"]
[252,"过程装备与控制工程专业实验室","20154d0516","立式万能摩擦磨损试验机","MMW-1","试验力工作范围：10～1000N；试验力示值相对误差: ±1%，主轴转速范围：1～2000r/min",32085.68,"济南普业机电技术有限公司","普业","中国","2013-07-08","教学","德元贷款","宋鹏云"]
[253,"过程装备与控制工程专业实验室","19990690","离心水泵","IS","扬程10M",4350.2,"裕田水泵厂",null,"中国","1999-06-01","教学","教学设备费","王春丽"]
[254,"过程装备与控制工程专业实验室","19990691","离心水泵","IS","扬程10M",4350.2,"裕田水泵厂",null,"中国","1999-06-01","教学","教学设备费","王春丽"]
[255,"过程装备与控制工程专业实验室","20000344","控制系统(显示.监视)","PLC5500EA","(LVP-S120E)",122250,"日本三菱公司",null,"日本","2000-01-01","教学","教学设备费","王春丽"]
[256,"过程装备与控制工程专业实验室","20000343","控制系统","DDZ-Ⅲ","4-20mA信号",24070,"山武公司",null,"日本","2000-01-01","教学","教学设备费","王春丽"]
[257,"过程装备与控制工程专业实验室","19920084","孔轴测量附件","孔 12组","*",8446.75,"成都量具刃具总厂",null,"中国","1992-01-01","教学","教学设备费","毛文元"]
[258,"过程装备与控制工程专业实验室","80027577","空压机","汗马0.9/8","3W-0.9/8",3800,"福建奔马公司",null,"中国","2008-12-01","教学","教学设备费","毛文元"]
[259,"过程装备与控制工程专业实验室","19920055","空调机","三洋","*",6995,"三洋公司",null,"中国","1992-01-01","教学","教学设备费","王春丽"]
[260,"过程装备与控制工程专业实验室","19920056","空调机","三洋","*",6995,"三洋公司",null,"中国","1992-01-01","教学","教学设备费","毛文元"]
[261,"过程装备与控制工程专业实验室","20130374","空气压缩机","OLF760AF","780W，30L",1850,"上海神龙集团公司",null,"中国","2013-03-01","科研","科研费","李斌"]
[262,"过程装备与控制工程专业实验室","19990687","空气净化系统","*","贮气槽",18573.1,"云南化工机械厂",null,"中国","1999-06-01","教学","教学设备费","王春丽"]
[263,"过程装备与控制工程专业实验室","19990689","可编程序控制器","ST-300","主机CPU313",34481.5,"西门子公司",null,"德国","1999-06-01","教学","教学设备费","王春丽"]
[264,"过程装备与控制工程专业实验室","2015000419","绝压变送器","罗斯蒙特3051TA","液晶显示精度0.075%，量程0-207KPA",4800,"北京远东罗斯蒙特仪表有限公司","罗斯蒙特","中国","2014-12-20","科研","科研费","何永清"]
[265,"过程装备与控制工程专业实验室","20075650","静态应变测试分析系统","DH3816","60测点 巡捡速度60",21800,"上海东昊测试技术公司",null,"中国","2007-12-01","科研","科研费","朱孝钦"]
[266,"过程装备与控制工程专业实验室","20131128","静态应变测试分析系统","DH3818-1","16测试点",4500,"江苏东华测试技术股份有限公司",null,"中国","2013-07-01","科研","科研费","毛文元"]
[267,"过程装备与控制工程专业实验室","20131129","静态应变测试分析系统","DH3818-1","16测试点",4500,"江苏东华测试技术股份有限公司",null,"中国","2013-07-01","科研","科研费","毛文元"]
[268,"过程装备与控制工程专业实验室","20131127","静态信号测试分析系统","DH3816N","60测试点",19000,"江苏东华测试技术股份有限公司",null,"中国","2013-07-01","科研","科研费","朱孝珍"]
[269,"过程装备与控制工程专业实验室","19920430","静动态电阻应变仪","YJD-17","*",6840,"上海华东电子仪器厂",null,"中国","1992-09-01","教学","教学设备费","毛文元"]
[270,"过程装备与控制工程专业实验室","19990311","静动态电阻应变仪","YJD-17","*",5969,"上海化东电子仪器厂",null,"中国","1999-05-01","教学","教学设备费","毛文元"]
[271,"过程装备与控制工程专业实验室","19900023","精密声级计","ND2","*",3000,"虹声器材厂",null,"中国","1990-01-01","教学","教学设备费","毛文元"]
[272,"过程装备与控制工程专业实验室","2017004324","精密pH计","PHS-3C","分辨率：0.01PH",3000,"上海鹰迪仪器设备有限公司","鹰迪","中国","2015-10-13","科研","科研费","司甜"]
[273,"过程装备与控制工程专业实验室","2017004325","精密pH计","PHS-3C","分辨率：0.01PH",3000,"上海鹰迪仪器设备有限公司","鹰迪","中国","2015-10-13","科研","科研费","司甜"]
[274,"过程装备与控制工程专业实验室","2017004326","精密pH计","PHS-3C","分辨率：0.01PH",3000,"上海精密科学仪器有限公司","精密","中国","2015-10-13","科研","科研费","司甜"]
[275,"过程装备与控制工程专业实验室","2017004327","精密pH计","PHS-3C","分辨率：0.01PH",3000,"上海精密科学仪器有限公司","精密","中国","2015-10-13","科研","科研费","司甜"]
[276,"过程装备与控制工程专业实验室","20041613","晶闸管调整器","PS12","*",1100,"北京朝阳电子仪器厂",null,"中国","2004-06-01","科研","科研费","李斌"]
[277,"过程装备与控制工程专业实验室","19910715","交流稳压电源","TD1741","*",1400,"天津电子仪器厂",null,"中国","1991-11-01","教学","教学设备费","毛文元"]
[278,"过程装备与控制工程专业实验室","2015000948","佳乐冷水机","3HP/72松下制冷机组","功率：2500W;制冷量：8000W;制冷量：3吨以内",4022,"深圳市佳佳乐冷暖设备有限公司","佳乐","中国","2015-03-10","科研","科研费","何永清"]
[279,"过程装备与控制工程专业实验室","11026182","激光一体机","HP 1136","打印、扫描、复印",1400,"惠普公司",null,"中国","2011-10-01","科研","科研费","杨春曦"]
[280,"过程装备与控制工程专业实验室","20120198","激光一体机","MFC-7470D","打印/复印/传真",2200,"兄弟集团公司",null,"中国","2012-01-01","科研","科研费","毛文元"]
[281,"过程装备与控制工程专业实验室","2016001800","激光打印一体机","惠普HP126A","打印、扫描、复印；打印速度：18ppm",1216,"富士施乐中国公司","富士施乐","中国","2016-02-02","教学","科研费","焦凤"]
[282,"过程装备与控制工程专业实验室","20096033","激光打印机","三星 ML-2510","A4",1400,"三星电子科技公司",null,"中国","2009-10-01","科研","科研费","宋鹏云"]
[283,"过程装备与控制工程专业实验室","2014004921","激光打印机","HL-2250DN","内存32MB、黑白打印速度26ppm",1150,"兄弟（中国）商业有限公司","兄弟","中国","2014-11-12","科研","科研费","何永清"]
[284,"过程装备与控制工程专业实验室","19920018","活塞式压缩机实验装置","3W-0.9/7B","*",13790.55,"自制组装",null,"中国","1992-12-01","教学","教学设备费","毛文元"]
[285,"过程装备与控制工程专业实验室","19920225","回转式管式电阻炉","SK2-1-10H","0～1100℃",1523,"上海实验电炉厂",null,"中国","1992-03-01","教学","教学设备费","王春丽"]
[286,"过程装备与控制工程专业实验室","19920226","回转式管式电阻炉","SK2-1-10H","0～1100℃",1523,"上海实验电炉厂",null,"中国","1992-03-01","教学","教学设备费","王春丽"]
[287,"过程装备与控制工程专业实验室","19920227","回转式管式电阻炉","SK2-1-10H","0～1100℃",1523,"上海实验电炉厂",null,"中国","1992-03-01","教学","教学设备费","王春丽"]
[288,"过程装备与控制工程专业实验室","19810027","化工低压容器","500*1200/15kg","*",1020.5,"云南化机厂",null,"中国","1981-03-01","教学","教学设备费","毛文元"]
[289,"过程装备与控制工程专业实验室","19810028","化工低压容器","500*1200/15kg","*",1141.5,"云南化机厂",null,"中国","1981-03-01","教学","教学设备费","毛文元"]
[290,"过程装备与控制工程专业实验室","19920089","花岗石直角尺","630*400","*",1035,"青岛前哨机械厂",null,"中国","1992-01-01","教学","教学设备费","毛文元"]
[291,"过程装备与控制工程专业实验室","19920094","花岗石平板","00ξ级1000*750","*",3280,"青岛前哨机械厂",null,"中国","1992-01-01","教学","教学设备费","毛文元"]
[292,"过程装备与控制工程专业实验室","19920095","花岗石平板","00ξ级800*500","*",1760,"青岛前哨机械厂",null,"中国","1992-01-01","教学","教学设备费","毛文元"]
[293,"过程装备与控制工程专业实验室","19920096","花岗石平板","00ξ级800*500","*",1760,"青岛前哨机械厂",null,"中国","1992-01-01","教学","教学设备费","毛文元"]
[294,"过程装备与控制工程专业实验室","19920097","花岗石平板","00ξ级800*500","*",1760,"青岛前哨机械厂",null,"中国","1992-01-01","教学","教学设备费","毛文元"]
[295,"过程装备与控制工程专业实验室","19920074","花岗石V型块","100*90","*",1184.5,"青岛前哨机械厂",null,"中国","1992-01-01","教学","教学设备费","毛文元"]
[296,"过程装备与控制工程专业实验室","19920075","花岗石V型块","100*90","*",1184.5,"青岛前哨机械厂",null,"中国","1992-01-01","教学","教学设备费","毛文元"]
[297,"过程装备与控制工程专业实验室","19920076","花岗石V型块","100*90","*",1184.5,"青岛前哨机械厂",null,"中国","1992-01-01","教学","教学设备费","毛文元"]
[298,"过程装备与控制工程专业实验室","20121497","恒温油浴锅","602型","控温范围：室温-300℃",2400,"金坛晶玻实验仪器公司",null,"中国","2012-11-01","科研","科研费","朱孝钦"]
[299,"过程装备与控制工程专业实验室","19910076","恒温干燥箱","HG202-5A","*",1391,"南京实验仪器厂",null,"中国","1991-03-01","教学","教学设备费","毛文元"]
[300,"过程装备与控制工程专业实验室","20120424","恒温干燥箱","GZX-9023MBE","5-250℃，550W",3600,"上海博讯实验公司",null,"中国","2012-03-01","科研","科研费","李斌"]
[301,"过程装备与控制工程专业实验室","19910717","恒电位仪","TD3690","*",3800,"天津电子仪器厂",null,"中国","1991-11-01","教学","教学设备费","毛文元"]
[302,"过程装备与控制工程专业实验室","20042144","合成氨工艺装备模型","*","*",55535,"浏阳市水利电力模型厂",null,"中国","2004-09-01","教学","教学设备费","王春丽"]
[303,"过程装备与控制工程专业实验室","20130182","函数/任意波形发生器","DG4062","2CH-60MHZ",5850,"北京普源公司",null,"中国","2013-01-01","科研","科研费","李斌"]
[304,"过程装备与控制工程专业实验室","2017004323","过程仪表校验仪","VC11+","输出的基本精度达0.02%，输出显示为6位数。",5000,"深圳胜利科技有限公司","胜利","中国","2015-10-13","科研","科研费","杨春曦"]
[305,"过程装备与控制工程专业实验室","2016000348","过程参数传输与控制系统","GWGCCSJC-01","UR2中央控制器/扩展设备；S7-300系统；S7-200",329000,"昆明高威新潮电气技术有限公司","昆明高威新潮电气技术有限公司","中国","2015-04-22","教学","中央财政专项资金","王春丽"]
[306,"过程装备与控制工程专业实验室","19920015","光线示波器","SC16B","*",6400,"上海电表厂",null,"中国","1992-12-01","教学","教学设备费","毛文元"]
[307,"过程装备与控制工程专业实验室","20154d0515","光纤激光标刻系统","LM20P-20TS型","波长: 1065nm±5nm，平均输出功率: 20W，频率: 1-500KHz",342247.22,"成都莱普科技有限公司","莱普","中国","2013-07-08","教学","德元贷款","宋鹏云"]
[308,"过程装备与控制工程专业实验室","19920045","光切显微镜","JSG-1","*",2561.5,"上海第二光学仪器厂",null,"中国","1992-01-01","教学","教学设备费","毛文元"]
[309,"过程装备与控制工程专业实验室","19920046","光切显微镜","JSG-1","*",2561.5,"上海第二光学仪器厂",null,"中国","1992-01-01","教学","教学设备费","毛文元"]
[310,"过程装备与控制工程专业实验室","19920047","光切显微镜","JSG-1","*",2561.5,"上海第二光学仪器厂",null,"中国","1992-01-01","教学","教学设备费","毛文元"]
[311,"过程装备与控制工程专业实验室","19920228","管式电阻炉","SK2-2-12","0～1600℃",3180,"上海实验电炉厂",null,"中国","1992-03-01","教学","教学设备费","王春丽"]
[312,"过程装备与控制工程专业实验室","2016001799","挂式空调","海尔KFR-35GW","壁挂式1.5匹 ",1500,"海尔股份有限公司","海尔","中国","2016-02-02","教学","重点学科建设经费","何永清"]
[313,"过程装备与控制工程专业实验室","2016000106","工作站服务器","T5610","cpu E5-2620/内存16GB/1TB/dell22",26000,"昆明高威新潮电气技术有限公司","Dell","中国","2014-12-22","教学","中央财政专项资金","毛文元"]
[314,"过程装备与控制工程专业实验室","20100702","工程计算软件","Mathcacl","14.0中文版",35000,"PTC公司",null,"美国","2010-03-01","科研","科研费","宋鹏云"]
[315,"过程装备与控制工程专业实验室","2016001798","个人云存储","西数TL0040HWT","3.5英寸；容量：4TB",1600,"西部数据有限公司","西数","中国","2016-02-02","教学","重点学科建设经费","杨春曦"]
[316,"过程装备与控制工程专业实验室","19810024","高压泵","ZDSJ-0.016","600kg",2800,"沙州相舍化机厂",null,"中国","1981-02-01","教学","教学设备费","毛文元"]
[317,"过程装备与控制工程专业实验室","19840017","高压爆破装置","*","*",2200,"云南化机厂.",null,"中国","1984-01-01","教学","教学设备费","毛文元"]
[318,"过程装备与控制工程专业实验室","20120063","高温型温湿度变送器","JCJ200W","0℃-150℃，湿度100％",1850,"北京陆达科技公司",null,"中国","2012-01-01","科研","科研费","毛文元"]
[319,"过程装备与控制工程专业实验室","20120149","高温型温湿度变送器","JCJ200W","0℃-150℃，湿度100％",1850,"北京陆达科技公司",null,"中国","2012-01-01","科研","科研费","毛文元"]
[320,"过程装备与控制工程专业实验室","2016001797","高速无纸记录仪","RX6000X5R","彩色无纸记录 通道数：8；",5000,"杭州美控自动化技术有限公司","*","中国","2016-02-02","教学","重点学科建设经费","杨春曦"]
[321,"过程装备与控制工程专业实验室","19870284","高速离心机","10000转/分","*",3500,"临海轻机厂",null,"中国","1987-08-01","教学","教学设备费","毛文元"]
[322,"过程装备与控制工程专业实验室","2015000969","高斯计","5180","精度：1%,采样率：200K次/秒，量程：0-30KG",14000,"美国贝尔有限公司","贝尔","美国","2015-03-20","科研","科研费","何永清"]
[323,"过程装备与控制工程专业实验室","2018000223","高精度信号发生器","sin-c512","输出直流电压/电流，电阻/热电阻/热电偶、脉冲频率",1450,"联测","sinomeasure","中国","2017-06-22","教学","教学设备费","王春丽"]
[324,"过程装备与控制工程专业实验室","2018000224","高精度信号发生器","sin-c512","输出直流电压/电流，电阻/热电阻/热电偶、脉冲频率",1450,"联测","sinomeasure","中国","2017-06-22","教学","教学设备费","王春丽"]
[325,"过程装备与控制工程专业实验室","2018000225","高精度信号发生器","sin-c512","输出直流电压/电流，电阻/热电阻/热电偶、脉冲频率",1450,"联测","sinomeasure","中国","2017-06-22","教学","教学设备费","王春丽"]
[326,"过程装备与控制工程专业实验室","19920048","干涉显微镜","6JA","*",3680,"上海第二光学仪器厂",null,"中国","1992-01-01","教学","教学设备费","毛文元"]
[327,"过程装备与控制工程专业实验室","19940139","峰值电压表","SFD-2","*",4025,"北京测振仪器厂",null,"中国","1994-05-01","教学","教学设备费","毛文元"]
[328,"过程装备与控制工程专业实验室","20131367","多路电阻测试仪","AT5110","RS-232/SCP2/ASCⅡ",14800,"常州安柏精密仪器有限公司",null,"中国","2013-07-01","科研","科研费","李斌"]
[329,"过程装备与控制工程专业实验室","2016001796","多功能激光一体机","富士施乐M158B","打印、扫描、复印；18ppm、A4 A5",1000,"富士施乐中国公司","富士施乐","中国","2016-02-02","教学","重点学科建设经费","祝琳华"]
[330,"过程装备与控制工程专业实验室","19910066","动态电阻应变仪","Y6D-3A","*",3559.84,"华东电子仪器厂",null,"中国","1991-03-01","教学","教学设备费","毛文元"]
[331,"过程装备与控制工程专业实验室","19930002","动态电阻应变仪","Y6D-3A","*",5645,"华东电子仪器厂",null,"中国","1993-12-01","教学","教学设备费","毛文元"]
[332,"过程装备与控制工程专业实验室","19930003","动态电阻应变仪","Y6D-3A","*",3960,"华东电子仪器厂",null,"中国","1993-12-01","教学","教学设备费","毛文元"]
[333,"过程装备与控制工程专业实验室","80026646","电子辞典","EW4000L","*",2080,"卡西欧电子公司",null,"中国","2008-12-01","科研","科研费","宋鹏云"]
[334,"过程装备与控制工程专业实验室","20043242","电涡流位移传感器","ST-01","量程：0.8mm",2020,"北京鸿基点科技公司",null,"中国","2004-09-01","科研","科研费","宋鹏云"]
[335,"过程装备与控制工程专业实验室","2017005436","电涡流调理器","HTX","接受6路WT电涡流信号，功率6W，输出频响为0.5~1KHz",11400,"无锡市厚德自动化仪表有限公司","厚德","中国","2017-09-08","科研","科研费","毛文元"]
[336,"过程装备与控制工程专业实验室","2017005437","电涡流传感器","WT0150-A06-B00-C08","电源：-23~26，频率响应：0~10k",3500,"无锡市厚德自动化仪表有限公司","厚德","中国","2017-09-08","科研","科研费","毛文元"]
[337,"过程装备与控制工程专业实验室","2017005438","电涡流传感器","WT0150-A06-B00-C08","电源：-23~26，频率响应：0~10k",3500,"无锡市厚德自动化仪表有限公司","厚德","中国","2017-09-08","科研","科研费","毛文元"]
[338,"过程装备与控制工程专业实验室","2017005439","电涡流传感器","WT0150-A06-B00-C08","电源：-23~26，频率响应：0~10k",3500,"无锡市厚德自动化仪表有限公司","厚德","中国","2017-09-08","科研","科研费","毛文元"]
[339,"过程装备与控制工程专业实验室","19930001","电荷放大器","DHF-4","*",6769,"北京测振仪器厂",null,"中国","1993-12-01","教学","教学设备费","毛文元"]
[340,"过程装备与控制工程专业实验室","19930488","电荷放大器","DHF-3","*",2875,"北京测振仪器厂",null,"中国","1993-12-01","教学","教学设备费","毛文元"]
[341,"过程装备与控制工程专业实验室","19930489","电荷放大器","DHF-3","*",2875,"北京测振仪器厂",null,"中国","1993-12-01","教学","教学设备费","毛文元"]
[342,"过程装备与控制工程专业实验室","20121633","电动调节阀","ZDLJP","DN20 6.4MPa",2900,"永嘉方达自动阀门厂",null,"中国","2012-12-01","科研","科研费","李斌"]
[343,"过程装备与控制工程专业实验室","19990699","电磁流量计","K30","DN80",16530,"爱美特克光华仪表厂",null,"中国","1999-09-01","教学","教学设备费","毛文元"]
[344,"过程装备与控制工程专业实验室","20111765","电冰箱","海尔 BCD-290W","容积290L",4199,"海尔集团公司",null,"中国","2011-03-01","科研","科研费","宋鹏云"]
[345,"过程装备与控制工程专业实验室","2017004320","低压干气密封试验系统","YTG111A-38","系统构成：双端面干气密封一套",40000,"成都一通密封有限公司","通密","中国","2015-10-13","科研","科研费","毛文元"]
[346,"过程装备与控制工程专业实验室","20111428","弹簧试验机","TLS-S200N","200N",4000,"济南槐荫凯恩试验厂",null,"中国","2011-02-01","科研","科研费","宋鹏云"]
[347,"过程装备与控制工程专业实验室","2011001880","单水池柜","900*750*800","钢木结构",1520,"昆明科奥特实验室设备有限公司",null,"中国","2011-11-01","教学","呈贡校区建设费","毛文元"]
[348,"过程装备与控制工程专业实验室","2011001881","单水池柜","900*750*800","钢木结构",1520,"昆明科奥特实验室设备有限公司",null,"中国","2011-11-01","教学","呈贡校区建设费","毛文元"]
[349,"过程装备与控制工程专业实验室","2011002037","单水池柜","750*700*800","钢木结构",1420,"昆明科奥特实验室设备有限公司",null,"中国","2011-11-01","教学","呈贡校区建设费","毛文元"]
[350,"过程装备与控制工程专业实验室","2011002038","单水池柜","750*700*800","钢木结构",1420,"昆明科奥特实验室设备有限公司",null,"中国","2011-11-01","教学","呈贡校区建设费","毛文元"]
[351,"过程装备与控制工程专业实验室","2016001861","打印机","惠普M126A",":黑白，A4 幅面，",1217,"上海惠普有限公司","惠普","中国","2016-02-02","教学","重点学科建设经费","毛文元"]
[352,"过程装备与控制工程专业实验室","2015000593","粗糙度仪","178-560-01DC","测量力0.75mN，探针行程350mm，评价长度12.5微米",9900,"三丰有限公司","三丰","日本","2015-01-06","科研","科研费","毛文元"]
[353,"过程装备与控制工程专业实验室","19990167","传感器系统实验","CSY10型","*",6000,"浙大仪器系检测技研所",null,"中国","1999-03-01","教学","教学设备费","王春丽"]
[354,"过程装备与控制工程专业实验室","19990168","传感器系统实验","CSY10型","*",6000,"浙大仪器系检测技研所",null,"中国","1999-03-01","教学","教学设备费","王春丽"]
[355,"过程装备与控制工程专业实验室","19990169","传感器系统实验","CSY10型","*",6000,"浙大仪器系检测技研所",null,"中国","1999-03-01","教学","教学设备费","王春丽"]
[356,"过程装备与控制工程专业实验室","19990170","传感器系统实验","CSY10型","*",6000,"浙大仪器系检测技研所",null,"中国","1999-03-01","教学","教学设备费","王春丽"]
[357,"过程装备与控制工程专业实验室","19990171","传感器系统实验","CSY10型","*",6000,"浙大仪器系检测技研所",null,"中国","1999-03-01","教学","教学设备费","王春丽"]
[358,"过程装备与控制工程专业实验室","19920088","齿轮周节仪","SCZ","*",5850,"成都量具刃具总厂",null,"中国","1992-01-01","教学","教学设备费","毛文元"]
[359,"过程装备与控制工程专业实验室","19920085","齿轮测量附件","公 4 组","*",2325.85,"成都量具刃具总厂",null,"中国","1992-01-01","教学","教学设备费","毛文元"]
[360,"过程装备与控制工程专业实验室","19910199","车床","CY6140X 1000","*",26530,"玉溪机床厂",null,"中国","1991-05-01","教学","教学设备费","毛文元"]
[361,"过程装备与控制工程专业实验室","2017004322","超音频感应加热设备","YFL-25","功率因数;0.9-0.95,效率0.9-0.95效率>92%",30000,"郑州英福伦电气有限公司","英福伦","中国","2015-10-13","科研","科研费","夏举佩"]
[362,"过程装备与控制工程专业实验室","19920010","超声波探伤机","CTS-22","*",9796.85,"上海探伤机厂",null,"中国","1992-12-01","教学","教学设备费","毛文元"]
[363,"过程装备与控制工程专业实验室","19930008","超声波探伤标准试块","CS-1 16件","*",4331.2,"上海探伤机厂",null,"中国","1993-12-01","教学","教学设备费","毛文元"]
[364,"过程装备与控制工程专业实验室","20121169","超声波处理器","PS-250","50KHZ，150W",6600,"上海生析超声仪器公司",null,"中国","2012-09-01","科研","科研费","李斌"]
[365,"过程装备与控制工程专业实验室","2015000418","差压变送器","罗斯蒙特3051CD3A","液晶显示精度0.075%，量程0-248KPA",6700,"北京远东罗斯蒙特仪表有限公司","罗斯蒙特","中国","2014-12-20","科研","科研费","何永清"]
[366,"过程装备与控制工程专业实验室","2015002297","差压变送器","罗斯蒙特3051CD1A","量程-6.22~6.22KPA",6700,"上海莫伯蕾仪器仪表有限公司","罗斯蒙特","中国","2015-04-02","科研","科研费","何永清"]
[367,"过程装备与控制工程专业实验室","2015002298","差压变送器","罗斯蒙特3051CD4A","量程-0~2070KPA",6700,"上海莫伯蕾仪器仪表有限公司","罗斯蒙特","中国","2015-04-02","科研","科研费","何永清"]
[368,"过程装备与控制工程专业实验室","2015002299","差压变送器","罗斯蒙特3051CD5A","量程-0~13800KPA",6700,"上海莫伯蕾仪器仪表有限公司","罗斯蒙特","中国","2015-04-02","科研","科研费","何永清"]
[369,"过程装备与控制工程专业实验室","19870138","测振仪","ZZF6-2","*",12000,"杭州自化仪器厂",null,"中国","1987-04-01","教学","教学设备费","毛文元"]
[370,"过程装备与控制工程专业实验室","19940033","测振仪","GZ6","*",5405,"北京测振仪器厂",null,"中国","1994-01-01","教学","教学设备费","毛文元"]
[371,"过程装备与控制工程专业实验室","19920099","测量台架","FT-1A","*",1480,"中原量仪厂",null,"中国","1992-01-01","教学","教学设备费","毛文元"]
[372,"过程装备与控制工程专业实验室","2015000455","采集板","Mobrey 35951C3A","IPM板尺寸435mm×215mm×34.5mm",23000,"上海莫伯蕾仪器仪表有限公司","Mobrey","中国","2014-12-20","科研","科研费","何永清"]
[373,"过程装备与控制工程专业实验室","2015000456","采集板","35954C","工作温度-20℃～70℃，IMP板重量2.5kg",12000,"上海莫伯蕾仪器仪表有限公司","Mobrey","中国","2014-12-20","科研","科研费","何永清"]
[374,"过程装备与控制工程专业实验室","2015002305","采集板","mobrey 3095 1C+3A-2","IPM板尺寸435mm×215mm×34.5mm",23300,"上海莫伯蕾仪器仪表有限公司","Mobrey","中国","2015-03-02","科研","科研费","何永清"]
[375,"过程装备与控制工程专业实验室","20154d0513","材料光学性能测试仪","TRM-FX2","测量范围：0～100%；测量精度：小于5%；重复精度：小于0.3％；",38502.81,"锦州阳光科技有限公司","TRM","中国","2013-07-08","教学","德元贷款","陈飞"]
[376,"过程装备与控制工程专业实验室","20154d0512","材料半球发射比测试仪","TRM-FS1","发射率的测量范围0.05～0.96，精确度为±0.01",60962.79,"锦州阳光科技有限公司","TRM","中国","2013-07-08","教学","德元贷款","毛文元"]
[377,"过程装备与控制工程专业实验室","2015001366","不锈钢操作台","W1800*D750*H800mm","承重1000KG；2.0mm厚一级冷轧钢板；表面静电喷塑",4020,"上海翼格办公家具有限公司","隆昌号","中国","2015-04-01","科研","重点学科建设经费","何永清"]
[378,"过程装备与控制工程专业实验室","19920103","表面粗糙度测量仪","BCY-1","*",3092.4,"宁波仪表厂",null,"中国","1992-01-01","教学","教学设备费","毛文元"]
[379,"过程装备与控制工程专业实验室","19920104","表面粗糙度测量仪","BCY-1","*",3092.4,"宁波仪表厂",null,"中国","1992-01-01","教学","教学设备费","毛文元"]
[380,"过程装备与控制工程专业实验室","19920105","表面粗糙度测量仪","BCY-1","*",3092.4,"宁波仪表厂",null,"中国","1992-01-01","教学","教学设备费","毛文元"]
[381,"过程装备与控制工程专业实验室","20121628","变频器","SKIOD75G-3000","380V/0.75KW",1350,"浙江三科变频科技公司",null,"中国","2012-12-01","科研","科研费","李斌"]
[382,"过程装备与控制工程专业实验室","2011001780","边实验台","4500*750*800","钢木结构",4770,"昆明科奥特实验室设备有限公司",null,"中国","2011-11-01","教学","呈贡校区建设费","毛文元"]
[383,"过程装备与控制工程专业实验室","2011001781","边实验台","4500*750*800","钢木结构",4770,"昆明科奥特实验室设备有限公司",null,"中国","2011-11-01","教学","呈贡校区建设费","毛文元"]
[384,"过程装备与控制工程专业实验室","19900157","闭式试功图测试仪","HD-91","*",4000,"华东化工学院工厂",null,"中国","1990-06-01","教学","教学设备费","毛文元"]
[385,"过程装备与控制工程专业实验室","20043211","笔记本电脑","联想E260","128M",11050,"联想集团",null,"中国","2004-09-01","科研","科研费","宋鹏云"]
[386,"过程装备与控制工程专业实验室","20096034","笔记本电脑","Dell Studio 1450","P8700/500G/4G",7050,"戴尔有限公司",null,"中国","2009-10-01","科研","科研费","宋鹏云"]
[387,"过程装备与控制工程专业实验室","20100065","笔记本电脑","华硕X88E66VF-SL","320G/2G/1G",5400,"华硕电脑公司",null,"中国","2010-01-01","科研","科研费","朱孝钦"]
[388,"过程装备与控制工程专业实验室","20102235","笔记本电脑","ThinkPad T410i-2516","i3-330M/2G/320G/14\"",8700,"联想集团公司",null,"中国","2010-06-01","科研","科研费","杨春曦"]
[389,"过程装备与控制工程专业实验室","20106125","笔记本电脑","ThinkPad 2842-ERC","T4500/2.3G/1MB",4390,"联想集团公司",null,"中国","2010-11-01","科研","科研费","宋鹏云"]
[390,"过程装备与控制工程专业实验室","20120135","笔记本电脑","戴尔 Vostro 3450","i5-2430/14寸",6370,"戴尔有限公司",null,"中国","2012-01-01","科研","科研费","李斌"]
[391,"过程装备与控制工程专业实验室","20120199","笔记本电脑","华硕 X84L","CPU1.5G/2G/300G/14寸",3299,"华硕电脑公司",null,"中国","2012-01-01","科研","科研费","毛文元"]
[392,"过程装备与控制工程专业实验室","20120398","笔记本电脑","MacBook pro313ZP","CPU2.4G/500G",7850,"苹果电脑公司",null,"美国","2012-03-01","科研","科研费","栗志"]
[393,"过程装备与控制工程专业实验室","2013412599","笔记本电脑","神舟优雅A400-D2500","cpu：D2500,320G硬盘，2G内存，14寸显示器",1820,"深圳市神舟电脑股份有限公司","神舟","中国","2013-11-06","科研","科研费","杨春曦"]
[394,"过程装备与控制工程专业实验室","2016001863","笔记本电脑","戴尔14UR-17485","Intel Core i7-4500U，主频1,8睿频",6200,"戴尔厦门有限公司","戴尔","中国","2016-02-02","教学","教学设备费","毛文元"]
[395,"过程装备与控制工程专业实验室","2017004335","泵用双端面干气密封系统","YTB101A-38S2","常温气体压力0.15Mpa",10000,"成都一通密封有限公司","通密","中国","2015-10-13","科研","科研费","毛文元"]
[396,"过程装备与控制工程专业实验室","20164d0260","泵性能综合试验测试系统","TPA-3","试验装置参数测量范围。流量：0～500m3/h；压力：-0.1～1.6MPa；功率：≤100kW\n",53476.13,"镇江市旭恒自动化科技有限公司","旭恒","中国","2013-07-08","教学","德元贷款","毛文元"]
[397,"过程装备与控制工程专业实验室","11026179","办公桌","木质","1800*700mm",2352,"云南派格家俱公司",null,"中国","2011-10-01","科研","科研费","杨春曦"]
[398,"过程装备与控制工程专业实验室","20111429","办公桌","5P01","1600*1320*755mm",2140,"昆明永源家具公司",null,"中国","2011-02-01","科研","科研费","宋鹏云"]
[399,"过程装备与控制工程专业实验室","2011001667","办公边台","1500*700*800","钢木结构",1765,"昆明科奥特实验室设备有限公司",null,"中国","2011-11-01","教学","呈贡校区建设费","毛文元"]
[400,"过程装备与控制工程专业实验室","2011001668","办公边台","1500*700*800","钢木结构",1765,"昆明科奥特实验室设备有限公司",null,"中国","2011-11-01","教学","呈贡校区建设费","毛文元"]
[401,"过程装备与控制工程专业实验室","2011001669","办公边台","1500*700*800","钢木结构",1765,"昆明科奥特实验室设备有限公司",null,"中国","2011-11-01","教学","呈贡校区建设费","毛文元"]
[402,"过程装备与控制工程专业实验室","2011001670","办公边台","1500*700*800","钢木结构",1765,"昆明科奥特实验室设备有限公司",null,"中国","2011-11-01","教学","呈贡校区建设费","毛文元"]
[403,"过程装备与控制工程专业实验室","2011001671","办公边台","1500*700*800","钢木结构",1765,"昆明科奥特实验室设备有限公司",null,"中国","2011-11-01","教学","呈贡校区建设费","毛文元"]
[404,"过程装备与控制工程专业实验室","2011001672","办公边台","1500*700*800","钢木结构",1765,"昆明科奥特实验室设备有限公司",null,"中国","2011-11-01","教学","呈贡校区建设费","毛文元"]
[405,"过程装备与控制工程专业实验室","2011001673","办公边台","1500*700*800","钢木结构",1765,"昆明科奥特实验室设备有限公司",null,"中国","2011-11-01","教学","呈贡校区建设费","毛文元"]
[406,"过程装备与控制工程专业实验室","2011001674","办公边台","1500*700*800","钢木结构",1765,"昆明科奥特实验室设备有限公司",null,"中国","2011-11-01","教学","呈贡校区建设费","毛文元"]
[407,"过程装备与控制工程专业实验室","2011001675","办公边台","1500*700*800","钢木结构",1765,"昆明科奥特实验室设备有限公司",null,"中国","2011-11-01","教学","呈贡校区建设费","毛文元"]
[408,"过程装备与控制工程专业实验室","2011001676","办公边台","1500*700*800","钢木结构",1765,"昆明科奥特实验室设备有限公司",null,"中国","2011-11-01","教学","呈贡校区建设费","毛文元"]
[409,"过程装备与控制工程专业实验室","2011001677","办公边台","1500*700*800","钢木结构",1765,"昆明科奥特实验室设备有限公司",null,"中国","2011-11-01","教学","呈贡校区建设费","毛文元"]
[410,"过程装备与控制工程专业实验室","2011001678","办公边台","1500*700*800","钢木结构",1765,"昆明科奥特实验室设备有限公司",null,"中国","2011-11-01","教学","呈贡校区建设费","毛文元"]
[411,"过程装备与控制工程专业实验室","2011001679","办公边台","1500*700*800","钢木结构",1765,"昆明科奥特实验室设备有限公司",null,"中国","2011-11-01","教学","呈贡校区建设费","毛文元"]
[412,"过程装备与控制工程专业实验室","2011001680","办公边台","1500*700*800","钢木结构",1765,"昆明科奥特实验室设备有限公司",null,"中国","2011-11-01","教学","呈贡校区建设费","毛文元"]
[413,"过程装备与控制工程专业实验室","2011001681","办公边台","1500*700*800","钢木结构",1765,"昆明科奥特实验室设备有限公司",null,"中国","2011-11-01","教学","呈贡校区建设费","毛文元"]
[414,"过程装备与控制工程专业实验室","2011001682","办公边台","1500*700*800","钢木结构",1765,"昆明科奥特实验室设备有限公司",null,"中国","2011-11-01","教学","呈贡校区建设费","毛文元"]
[415,"过程装备与控制工程专业实验室","2011001683","办公边台","1500*700*800","钢木结构",1765,"昆明科奥特实验室设备有限公司",null,"中国","2011-11-01","教学","呈贡校区建设费","毛文元"]
[416,"过程装备与控制工程专业实验室","2011001684","办公边台","1500*700*800","钢木结构",1765,"昆明科奥特实验室设备有限公司",null,"中国","2011-11-01","教学","呈贡校区建设费","毛文元"]
[417,"过程装备与控制工程专业实验室","2011001685","办公边台","1500*700*800","钢木结构",1765,"昆明科奥特实验室设备有限公司",null,"中国","2011-11-01","教学","呈贡校区建设费","毛文元"]
[418,"过程装备与控制工程专业实验室","2011001686","办公边台","1500*700*800","钢木结构",1765,"昆明科奥特实验室设备有限公司",null,"中国","2011-11-01","教学","呈贡校区建设费","毛文元"]
[419,"过程装备与控制工程专业实验室","2011001687","办公边台","1500*700*800","钢木结构",1765,"昆明科奥特实验室设备有限公司",null,"中国","2011-11-01","教学","呈贡校区建设费","毛文元"]
[420,"过程装备与控制工程专业实验室","2011001688","办公边台","1500*700*800","钢木结构",1765,"昆明科奥特实验室设备有限公司",null,"中国","2011-11-01","教学","呈贡校区建设费","毛文元"]
[421,"过程装备与控制工程专业实验室","2011001689","办公边台","1500*700*800","钢木结构",1765,"昆明科奥特实验室设备有限公司",null,"中国","2011-11-01","教学","呈贡校区建设费","毛文元"]
[422,"过程装备与控制工程专业实验室","2011001690","办公边台","1500*700*800","钢木结构",1765,"昆明科奥特实验室设备有限公司",null,"中国","2011-11-01","教学","呈贡校区建设费","毛文元"]
[423,"过程装备与控制工程专业实验室","2011001691","办公边台","1500*700*800","钢木结构",1765,"昆明科奥特实验室设备有限公司",null,"中国","2011-11-01","教学","呈贡校区建设费","毛文元"]
[424,"过程装备与控制工程专业实验室","2011001692","办公边台","1500*700*800","钢木结构",1765,"昆明科奥特实验室设备有限公司",null,"中国","2011-11-01","教学","呈贡校区建设费","毛文元"]
[425,"过程装备与控制工程专业实验室","2011001693","办公边台","1500*700*800","钢木结构",1765,"昆明科奥特实验室设备有限公司",null,"中国","2011-11-01","教学","呈贡校区建设费","毛文元"]
[426,"过程装备与控制工程专业实验室","2011001694","办公边台","1500*700*800","钢木结构",1765,"昆明科奥特实验室设备有限公司",null,"中国","2011-11-01","教学","呈贡校区建设费","毛文元"]
[427,"过程装备与控制工程专业实验室","2011001695","办公边台","1500*700*800","钢木结构",1765,"昆明科奥特实验室设备有限公司",null,"中国","2011-11-01","教学","呈贡校区建设费","毛文元"]
[428,"过程装备与控制工程专业实验室","2011001696","办公边台","1500*700*800","钢木结构",1765,"昆明科奥特实验室设备有限公司",null,"中国","2011-11-01","教学","呈贡校区建设费","毛文元"]
[429,"过程装备与控制工程专业实验室","2011001697","办公边台","1500*700*800","钢木结构",1765,"昆明科奥特实验室设备有限公司",null,"中国","2011-11-01","教学","呈贡校区建设费","毛文元"]
[430,"过程装备与控制工程专业实验室","2011001698","办公边台","1500*700*800","钢木结构",1765,"昆明科奥特实验室设备有限公司",null,"中国","2011-11-01","教学","呈贡校区建设费","毛文元"]
[431,"过程装备与控制工程专业实验室","2011001699","办公边台","1500*700*800","钢木结构",1765,"昆明科奥特实验室设备有限公司",null,"中国","2011-11-01","教学","呈贡校区建设费","毛文元"]
[432,"过程装备与控制工程专业实验室","2011001700","办公边台","1500*700*800","钢木结构",1765,"昆明科奥特实验室设备有限公司",null,"中国","2011-11-01","教学","呈贡校区建设费","毛文元"]
[433,"过程装备与控制工程专业实验室","2011001701","办公边台","1500*700*800","钢木结构",1765,"昆明科奥特实验室设备有限公司",null,"中国","2011-11-01","教学","呈贡校区建设费","毛文元"]
[434,"过程装备与控制工程专业实验室","2011001702","办公边台","1500*700*800","钢木结构",1765,"昆明科奥特实验室设备有限公司",null,"中国","2011-11-01","教学","呈贡校区建设费","毛文元"]
[435,"过程装备与控制工程专业实验室","2011001703","办公边台","1500*700*800","钢木结构",1765,"昆明科奥特实验室设备有限公司",null,"中国","2011-11-01","教学","呈贡校区建设费","毛文元"]
[436,"过程装备与控制工程专业实验室","2011001704","办公边台","1500*700*800","钢木结构",1765,"昆明科奥特实验室设备有限公司",null,"中国","2011-11-01","教学","呈贡校区建设费","毛文元"]
[437,"过程装备与控制工程专业实验室","2011001705","办公边台","1500*700*800","钢木结构",1765,"昆明科奥特实验室设备有限公司",null,"中国","2011-11-01","教学","呈贡校区建设费","毛文元"]
[438,"过程装备与控制工程专业实验室","2011001706","办公边台","1500*700*800","钢木结构",1765,"昆明科奥特实验室设备有限公司",null,"中国","2011-11-01","教学","呈贡校区建设费","毛文元"]
[439,"过程装备与控制工程专业实验室","2011001707","办公边台","1500*700*800","钢木结构",1765,"昆明科奥特实验室设备有限公司",null,"中国","2011-11-01","教学","呈贡校区建设费","毛文元"]
[440,"过程装备与控制工程专业实验室","2011001708","办公边台","1500*700*800","钢木结构",1765,"昆明科奥特实验室设备有限公司",null,"中国","2011-11-01","教学","呈贡校区建设费","毛文元"]
[441,"过程装备与控制工程专业实验室","2011001709","办公边台","1500*700*800","钢木结构",1765,"昆明科奥特实验室设备有限公司",null,"中国","2011-11-01","教学","呈贡校区建设费","毛文元"]
[442,"过程装备与控制工程专业实验室","2011001710","办公边台","1500*700*800","钢木结构",1765,"昆明科奥特实验室设备有限公司",null,"中国","2011-11-01","教学","呈贡校区建设费","毛文元"]
[443,"过程装备与控制工程专业实验室","2011001711","办公边台","1500*700*800","钢木结构",1765,"昆明科奥特实验室设备有限公司",null,"中国","2011-11-01","教学","呈贡校区建设费","毛文元"]
[444,"过程装备与控制工程专业实验室","2011001712","办公边台","1500*700*800","钢木结构",1765,"昆明科奥特实验室设备有限公司",null,"中国","2011-11-01","教学","呈贡校区建设费","毛文元"]
[445,"过程装备与控制工程专业实验室","2011001713","办公边台","1500*700*800","钢木结构",1765,"昆明科奥特实验室设备有限公司",null,"中国","2011-11-01","教学","呈贡校区建设费","毛文元"]
[446,"过程装备与控制工程专业实验室","2011001714","办公边台","1500*700*800","钢木结构",1765,"昆明科奥特实验室设备有限公司",null,"中国","2011-11-01","教学","呈贡校区建设费","毛文元"]
[447,"过程装备与控制工程专业实验室","2011001715","办公边台","1500*700*800","钢木结构",1765,"昆明科奥特实验室设备有限公司",null,"中国","2011-11-01","教学","呈贡校区建设费","毛文元"]
[448,"过程装备与控制工程专业实验室","2011001716","办公边台","1500*700*800","钢木结构",1765,"昆明科奥特实验室设备有限公司",null,"中国","2011-11-01","教学","呈贡校区建设费","毛文元"]
[449,"过程装备与控制工程专业实验室","2011001717","办公边台","1500*700*800","钢木结构",1765,"昆明科奥特实验室设备有限公司",null,"中国","2011-11-01","教学","呈贡校区建设费","毛文元"]
[450,"过程装备与控制工程专业实验室","2011001718","办公边台","1500*700*800","钢木结构",1765,"昆明科奥特实验室设备有限公司",null,"中国","2011-11-01","教学","呈贡校区建设费","毛文元"]
[451,"过程装备与控制工程专业实验室","2011001719","办公边台","1500*700*800","钢木结构",1765,"昆明科奥特实验室设备有限公司",null,"中国","2011-11-01","教学","呈贡校区建设费","毛文元"]
[452,"过程装备与控制工程专业实验室","2011001720","办公边台","1500*700*800","钢木结构",1765,"昆明科奥特实验室设备有限公司",null,"中国","2011-11-01","教学","呈贡校区建设费","毛文元"]
[453,"过程装备与控制工程专业实验室","2011001721","办公边台","1500*700*800","钢木结构",1765,"昆明科奥特实验室设备有限公司",null,"中国","2011-11-01","教学","呈贡校区建设费","毛文元"]
[454,"过程装备与控制工程专业实验室","2011001722","办公边台","1500*700*800","钢木结构",1765,"昆明科奥特实验室设备有限公司",null,"中国","2011-11-01","教学","呈贡校区建设费","毛文元"]
[455,"过程装备与控制工程专业实验室","2011001723","办公边台","1500*700*800","钢木结构",1765,"昆明科奥特实验室设备有限公司",null,"中国","2011-11-01","教学","呈贡校区建设费","毛文元"]
[456,"过程装备与控制工程专业实验室","2011001724","办公边台","1500*700*800","钢木结构",1765,"昆明科奥特实验室设备有限公司",null,"中国","2011-11-01","教学","呈贡校区建设费","毛文元"]
[457,"过程装备与控制工程专业实验室","2011001725","办公边台","1500*700*800","钢木结构",1765,"昆明科奥特实验室设备有限公司",null,"中国","2011-11-01","教学","呈贡校区建设费","毛文元"]
[458,"过程装备与控制工程专业实验室","2011001726","办公边台","1500*700*800","钢木结构",1765,"昆明科奥特实验室设备有限公司",null,"中国","2011-11-01","教学","呈贡校区建设费","毛文元"]
[459,"过程装备与控制工程专业实验室","2011001727","办公边台","1500*700*800","钢木结构",1765,"昆明科奥特实验室设备有限公司",null,"中国","2011-11-01","教学","呈贡校区建设费","毛文元"]
[460,"过程装备与控制工程专业实验室","2011001728","办公边台","1500*700*800","钢木结构",1765,"昆明科奥特实验室设备有限公司",null,"中国","2011-11-01","教学","呈贡校区建设费","毛文元"]
[461,"过程装备与控制工程专业实验室","2011001729","办公边台","1500*700*800","钢木结构",1765,"昆明科奥特实验室设备有限公司",null,"中国","2011-11-01","教学","呈贡校区建设费","毛文元"]
[462,"过程装备与控制工程专业实验室","2011001730","办公边台","1500*700*800","钢木结构",1765,"昆明科奥特实验室设备有限公司",null,"中国","2011-11-01","教学","呈贡校区建设费","毛文元"]
[463,"过程装备与控制工程专业实验室","2011001731","办公边台","1500*700*800","钢木结构",1765,"昆明科奥特实验室设备有限公司",null,"中国","2011-11-01","教学","呈贡校区建设费","毛文元"]
[464,"过程装备与控制工程专业实验室","2011001732","办公边台","1500*700*800","钢木结构",1765,"昆明科奥特实验室设备有限公司",null,"中国","2011-11-01","教学","呈贡校区建设费","毛文元"]
[465,"过程装备与控制工程专业实验室","2011001733","办公边台","1500*700*800","钢木结构",1765,"昆明科奥特实验室设备有限公司",null,"中国","2011-11-01","教学","呈贡校区建设费","毛文元"]
[466,"过程装备与控制工程专业实验室","2011001734","办公边台","1500*700*800","钢木结构",1765,"昆明科奥特实验室设备有限公司",null,"中国","2011-11-01","教学","呈贡校区建设费","毛文元"]
[467,"过程装备与控制工程专业实验室","2011001735","办公边台","1500*700*800","钢木结构",1765,"昆明科奥特实验室设备有限公司",null,"中国","2011-11-01","教学","呈贡校区建设费","毛文元"]
[468,"过程装备与控制工程专业实验室","2011001736","办公边台","1500*700*800","钢木结构",1765,"昆明科奥特实验室设备有限公司",null,"中国","2011-11-01","教学","呈贡校区建设费","毛文元"]
[469,"过程装备与控制工程专业实验室","2011001737","办公边台","1500*700*800","钢木结构",1765,"昆明科奥特实验室设备有限公司",null,"中国","2011-11-01","教学","呈贡校区建设费","毛文元"]
[470,"过程装备与控制工程专业实验室","2011001738","办公边台","1500*700*800","钢木结构",1765,"昆明科奥特实验室设备有限公司",null,"中国","2011-11-01","教学","呈贡校区建设费","毛文元"]
[471,"过程装备与控制工程专业实验室","2011001739","办公边台","1500*700*800","钢木结构",1765,"昆明科奥特实验室设备有限公司",null,"中国","2011-11-01","教学","呈贡校区建设费","毛文元"]
[472,"过程装备与控制工程专业实验室","2011001740","办公边台","1500*700*800","钢木结构",1765,"昆明科奥特实验室设备有限公司",null,"中国","2011-11-01","教学","呈贡校区建设费","毛文元"]
[473,"过程装备与控制工程专业实验室","2011001741","办公边台","1500*700*800","钢木结构",1765,"昆明科奥特实验室设备有限公司",null,"中国","2011-11-01","教学","呈贡校区建设费","毛文元"]
[474,"过程装备与控制工程专业实验室","2011001742","办公边台","1500*700*800","钢木结构",1765,"昆明科奥特实验室设备有限公司",null,"中国","2011-11-01","教学","呈贡校区建设费","毛文元"]
[475,"过程装备与控制工程专业实验室","2011001743","办公边台","1500*700*800","钢木结构",1765,"昆明科奥特实验室设备有限公司",null,"中国","2011-11-01","教学","呈贡校区建设费","毛文元"]
[476,"过程装备与控制工程专业实验室","2011001744","办公边台","1500*700*800","钢木结构",1765,"昆明科奥特实验室设备有限公司",null,"中国","2011-11-01","教学","呈贡校区建设费","毛文元"]
[477,"过程装备与控制工程专业实验室","2011001745","办公边台","1500*700*800","钢木结构",1765,"昆明科奥特实验室设备有限公司",null,"中国","2011-11-01","教学","呈贡校区建设费","毛文元"]
[478,"过程装备与控制工程专业实验室","2011001746","办公边台","1500*700*800","钢木结构",1765,"昆明科奥特实验室设备有限公司",null,"中国","2011-11-01","教学","呈贡校区建设费","毛文元"]
[479,"过程装备与控制工程专业实验室","2011001747","办公边台","1500*700*800","钢木结构",1765,"昆明科奥特实验室设备有限公司",null,"中国","2011-11-01","教学","呈贡校区建设费","毛文元"]
[480,"过程装备与控制工程专业实验室","2011001748","办公边台","1500*700*800","钢木结构",1765,"昆明科奥特实验室设备有限公司",null,"中国","2011-11-01","教学","呈贡校区建设费","毛文元"]
[481,"过程装备与控制工程专业实验室","2011001749","办公边台","1500*700*800","钢木结构",1765,"昆明科奥特实验室设备有限公司",null,"中国","2011-11-01","教学","呈贡校区建设费","毛文元"]
[482,"过程装备与控制工程专业实验室","2011001750","办公边台","1500*700*800","钢木结构",1765,"昆明科奥特实验室设备有限公司",null,"中国","2011-11-01","教学","呈贡校区建设费","毛文元"]
[483,"过程装备与控制工程专业实验室","2011001751","办公边台","1500*700*800","钢木结构",1765,"昆明科奥特实验室设备有限公司",null,"中国","2011-11-01","教学","呈贡校区建设费","毛文元"]
[484,"过程装备与控制工程专业实验室","2011001752","办公边台","1500*700*800","钢木结构",1765,"昆明科奥特实验室设备有限公司",null,"中国","2011-11-01","教学","呈贡校区建设费","毛文元"]
[485,"过程装备与控制工程专业实验室","2011001753","办公边台","1500*700*800","钢木结构",1765,"昆明科奥特实验室设备有限公司",null,"中国","2011-11-01","教学","呈贡校区建设费","毛文元"]
[486,"过程装备与控制工程专业实验室","2011001754","办公边台","1500*700*800","钢木结构",1765,"昆明科奥特实验室设备有限公司",null,"中国","2011-11-01","教学","呈贡校区建设费","毛文元"]
[487,"过程装备与控制工程专业实验室","2011001755","办公边台","1500*700*800","钢木结构",1765,"昆明科奥特实验室设备有限公司",null,"中国","2011-11-01","教学","呈贡校区建设费","毛文元"]
[488,"过程装备与控制工程专业实验室","2011001756","办公边台","1500*700*800","钢木结构",1765,"昆明科奥特实验室设备有限公司",null,"中国","2011-11-01","教学","呈贡校区建设费","毛文元"]
[489,"过程装备与控制工程专业实验室","2011001757","办公边台","1500*700*800","钢木结构",1765,"昆明科奥特实验室设备有限公司",null,"中国","2011-11-01","教学","呈贡校区建设费","毛文元"]
[490,"过程装备与控制工程专业实验室","2011001758","办公边台","1500*700*800","钢木结构",1765,"昆明科奥特实验室设备有限公司",null,"中国","2011-11-01","教学","呈贡校区建设费","毛文元"]
[491,"过程装备与控制工程专业实验室","2011001759","办公边台","1500*700*800","钢木结构",1765,"昆明科奥特实验室设备有限公司",null,"中国","2011-11-01","教学","呈贡校区建设费","毛文元"]
[492,"过程装备与控制工程专业实验室","2011001760","办公边台","1500*700*800","钢木结构",1765,"昆明科奥特实验室设备有限公司",null,"中国","2011-11-01","教学","呈贡校区建设费","毛文元"]
[493,"过程装备与控制工程专业实验室","2011001761","办公边台","1500*700*800","钢木结构",1765,"昆明科奥特实验室设备有限公司",null,"中国","2011-11-01","教学","呈贡校区建设费","毛文元"]
[494,"过程装备与控制工程专业实验室","2011001762","办公边台","1500*700*800","钢木结构",1765,"昆明科奥特实验室设备有限公司",null,"中国","2011-11-01","教学","呈贡校区建设费","毛文元"]
[495,"过程装备与控制工程专业实验室","2011001763","办公边台","1500*700*800","钢木结构",1765,"昆明科奥特实验室设备有限公司",null,"中国","2011-11-01","教学","呈贡校区建设费","毛文元"]
[496,"过程装备与控制工程专业实验室","2011001764","办公边台","1500*700*800","钢木结构",1765,"昆明科奥特实验室设备有限公司",null,"中国","2011-11-01","教学","呈贡校区建设费","毛文元"]
[497,"过程装备与控制工程专业实验室","2011001765","办公边台","1500*700*800","钢木结构",1765,"昆明科奥特实验室设备有限公司",null,"中国","2011-11-01","教学","呈贡校区建设费","毛文元"]
[498,"过程装备与控制工程专业实验室","2011001766","办公边台","1500*700*800","钢木结构",1765,"昆明科奥特实验室设备有限公司",null,"中国","2011-11-01","教学","呈贡校区建设费","毛文元"]
[499,"过程装备与控制工程专业实验室","2011001767","办公边台","1500*700*800","钢木结构",1765,"昆明科奥特实验室设备有限公司",null,"中国","2011-11-01","教学","呈贡校区建设费","毛文元"]
[500,"过程装备与控制工程专业实验室","2011001768","办公边台","1500*700*800","钢木结构",1765,"昆明科奥特实验室设备有限公司",null,"中国","2011-11-01","教学","呈贡校区建设费","毛文元"]
[501,"过程装备与控制工程专业实验室","2011001769","办公边台","1500*700*800","钢木结构",1765,"昆明科奥特实验室设备有限公司",null,"中国","2011-11-01","教学","呈贡校区建设费","毛文元"]
[502,"过程装备与控制工程专业实验室","2011001770","办公边台","1500*700*800","钢木结构",1765,"昆明科奥特实验室设备有限公司",null,"中国","2011-11-01","教学","呈贡校区建设费","毛文元"]
[503,"过程装备与控制工程专业实验室","2011001771","办公边台","1500*700*800","钢木结构",1765,"昆明科奥特实验室设备有限公司",null,"中国","2011-11-01","教学","呈贡校区建设费","毛文元"]
[504,"过程装备与控制工程专业实验室","2011001772","办公边台","1500*700*800","钢木结构",1765,"昆明科奥特实验室设备有限公司",null,"中国","2011-11-01","教学","呈贡校区建设费","毛文元"]
[505,"过程装备与控制工程专业实验室","2011001773","办公边台","1500*700*800","钢木结构",1765,"昆明科奥特实验室设备有限公司",null,"中国","2011-11-01","教学","呈贡校区建设费","毛文元"]
[506,"过程装备与控制工程专业实验室","2011001774","办公边台","1500*700*800","钢木结构",1765,"昆明科奥特实验室设备有限公司",null,"中国","2011-11-01","教学","呈贡校区建设费","毛文元"]
[507,"过程装备与控制工程专业实验室","2011001775","办公边台","1500*700*800","钢木结构",1765,"昆明科奥特实验室设备有限公司",null,"中国","2011-11-01","教学","呈贡校区建设费","毛文元"]
[508,"过程装备与控制工程专业实验室","2011001776","办公边台","1500*700*800","钢木结构",1765,"昆明科奥特实验室设备有限公司",null,"中国","2011-11-01","教学","呈贡校区建设费","毛文元"]
[509,"过程装备与控制工程专业实验室","2011001777","办公边台","1500*700*800","钢木结构",1765,"昆明科奥特实验室设备有限公司",null,"中国","2011-11-01","教学","呈贡校区建设费","毛文元"]
[510,"过程装备与控制工程专业实验室","2011001778","办公边台","1500*700*800","钢木结构",1765,"昆明科奥特实验室设备有限公司",null,"中国","2011-11-01","教学","呈贡校区建设费","毛文元"]
[511,"过程装备与控制工程专业实验室","2011001779","办公边台","1500*700*800","钢木结构",1765,"昆明科奥特实验室设备有限公司",null,"中国","2011-11-01","教学","呈贡校区建设费","毛文元"]
[512,"过程装备与控制工程专业实验室","2017005435","安装盒","QAZH-03","240*160*120",1000,"无锡市厚德自动化仪表有限公司","厚德","中国","2017-09-08","科研","科研费","毛文元"]
[513,"过程装备与控制工程专业实验室","19920009","X射线探伤机","XX-2005A","*",15429.8,"上海探伤机厂",null,"中国","1992-12-01","教学","教学设备费","毛文元"]
[514,"化工虚拟仿真实验室","20154d0458","微型计算机","9020MT","Intel Core I5-4570/4G DDR3/500G/22\"",5882.37,"戴尔公司/北京万润国际科技有限公司(代理）","戴尔","中国","2013-07-08","教学","德元贷款","张恒"]
[515,"化工虚拟仿真实验室","20154d0459","微型计算机","9020MT","Intel Core I5-4570/4G DDR3/500G/22\"",5882.37,"戴尔公司/北京万润国际科技有限公司(代理）","戴尔","中国","2013-07-08","教学","德元贷款","张恒"]
[516,"化工虚拟仿真实验室","20154d0460","微型计算机","9020MT","Intel Core I5-4570/4G DDR3/500G/22\"",5882.37,"戴尔公司/北京万润国际科技有限公司(代理）","戴尔","中国","2013-07-08","教学","德元贷款","张恒"]
[517,"化工虚拟仿真实验室","20154d0461","微型计算机","9020MT","Intel Core I5-4570/4G DDR3/500G/22\"",5882.37,"戴尔公司/北京万润国际科技有限公司(代理）","戴尔","中国","2013-07-08","教学","德元贷款","张恒"]
[518,"化工虚拟仿真实验室","20154d0462","微型计算机","9020MT","Intel Core I5-4570/4G DDR3/500G/22\"",5882.37,"戴尔公司/北京万润国际科技有限公司(代理）","戴尔","中国","2013-07-08","教学","德元贷款","张恒"]
[519,"化工虚拟仿真实验室","20154d0463","微型计算机","9020MT","Intel Core I5-4570/4G DDR3/500G/22\"",5882.37,"戴尔公司/北京万润国际科技有限公司(代理）","戴尔","中国","2013-07-08","教学","德元贷款","张恒"]
[520,"化工虚拟仿真实验室","20154d0464","微型计算机","9020MT","Intel Core I5-4570/4G DDR3/500G/22\"",5882.37,"戴尔公司/北京万润国际科技有限公司(代理）","戴尔","中国","2013-07-08","教学","德元贷款","张恒"]
[521,"化工虚拟仿真实验室","20154d0465","微型计算机","9020MT","Intel Core I5-4570/4G DDR3/500G/22\"",5882.37,"戴尔公司/北京万润国际科技有限公司(代理）","戴尔","中国","2013-07-08","教学","德元贷款","张恒"]
[522,"化工虚拟仿真实验室","20154d0466","微型计算机","9020MT","Intel Core I5-4570/4G DDR3/500G/22\"",5882.37,"戴尔公司/北京万润国际科技有限公司(代理）","戴尔","中国","2013-07-08","教学","德元贷款","张恒"]
[523,"化工虚拟仿真实验室","20154d0467","微型计算机","9020MT","Intel Core I5-4570/4G DDR3/500G/22\"",5882.37,"戴尔公司/北京万润国际科技有限公司(代理）","戴尔","中国","2013-07-08","教学","德元贷款","张恒"]
[524,"化工虚拟仿真实验室","20154d0468","微型计算机","9020MT","Intel Core I5-4570/4G DDR3/500G/22\"",5882.37,"戴尔公司/北京万润国际科技有限公司(代理）","戴尔","中国","2013-07-08","教学","德元贷款","张恒"]
[525,"化工虚拟仿真实验室","20154d0469","微型计算机","9020MT","Intel Core I5-4570/4G DDR3/500G/22\"",5882.37,"戴尔公司/北京万润国际科技有限公司(代理）","戴尔","中国","2013-07-08","教学","德元贷款","张恒"]
[526,"化工虚拟仿真实验室","20154d0470","微型计算机","9020MT","Intel Core I5-4570/4G DDR3/500G/22\"",5882.37,"戴尔公司/北京万润国际科技有限公司(代理）","戴尔","中国","2013-07-08","教学","德元贷款","张恒"]
[527,"化工虚拟仿真实验室","20154d0471","微型计算机","9020MT","Intel Core I5-4570/4G DDR3/500G/22\"",5882.37,"戴尔公司/北京万润国际科技有限公司(代理）","戴尔","中国","2013-07-08","教学","德元贷款","张恒"]
[528,"化工虚拟仿真实验室","20154d0472","微型计算机","9020MT","Intel Core I5-4570/4G DDR3/500G/22\"",5882.37,"戴尔公司/北京万润国际科技有限公司(代理）","戴尔","中国","2013-07-08","教学","德元贷款","张恒"]
[529,"化工虚拟仿真实验室","20154d0473","微型计算机","9020MT","Intel Core I5-4570/4G DDR3/500G/22\"",5882.37,"戴尔公司/北京万润国际科技有限公司(代理）","戴尔","中国","2013-07-08","教学","德元贷款","张恒"]
[530,"化工虚拟仿真实验室","20154d0474","微型计算机","9020MT","Intel Core I5-4570/4G DDR3/500G/22\"",5882.37,"戴尔公司/北京万润国际科技有限公司(代理）","戴尔","中国","2013-07-08","教学","德元贷款","张恒"]
[531,"化工虚拟仿真实验室","20154d0475","微型计算机","9020MT","Intel Core I5-4570/4G DDR3/500G/22\"",5882.37,"戴尔公司/北京万润国际科技有限公司(代理）","戴尔","中国","2013-07-08","教学","德元贷款","张恒"]
[532,"化工虚拟仿真实验室","20154d0476","微型计算机","9020MT","Intel Core I5-4570/4G DDR3/500G/22\"",5882.37,"戴尔公司/北京万润国际科技有限公司(代理）","戴尔","中国","2013-07-08","教学","德元贷款","张恒"]
[533,"化工虚拟仿真实验室","20154d0477","微型计算机","9020MT","Intel Core I5-4570/4G DDR3/500G/22\"",5882.37,"戴尔公司/北京万润国际科技有限公司(代理）","戴尔","中国","2013-07-08","教学","德元贷款","张恒"]
[534,"化工虚拟仿真实验室","20154d0478","微型计算机","9020MT","Intel Core I5-4570/4G DDR3/500G/22\"",5882.37,"戴尔公司/北京万润国际科技有限公司(代理）","戴尔","中国","2013-07-08","教学","德元贷款","张恒"]
[535,"化工虚拟仿真实验室","20154d0479","微型计算机","9020MT","Intel Core I5-4570/4G DDR3/500G/22\"",5882.37,"戴尔公司/北京万润国际科技有限公司(代理）","戴尔","中国","2013-07-08","教学","德元贷款","张恒"]
[536,"化工虚拟仿真实验室","20154d0480","微型计算机","9020MT","Intel Core I5-4570/4G DDR3/500G/22\"",5882.37,"戴尔公司/北京万润国际科技有限公司(代理）","戴尔","中国","2013-07-08","教学","德元贷款","张恒"]
[537,"化工虚拟仿真实验室","20154d0481","微型计算机","9020MT","Intel Core I5-4570/4G DDR3/500G/22\"",5882.37,"戴尔公司/北京万润国际科技有限公司(代理）","戴尔","中国","2013-07-08","教学","德元贷款","张恒"]
[538,"化工虚拟仿真实验室","20154d0482","微型计算机","9020MT","Intel Core I5-4570/4G DDR3/500G/22\"",5882.37,"戴尔公司/北京万润国际科技有限公司(代理）","戴尔","中国","2013-07-08","教学","德元贷款","张恒"]
[539,"化工虚拟仿真实验室","20154d0483","微型计算机","9020MT","Intel Core I5-4570/4G DDR3/500G/22\"",5882.37,"戴尔公司/北京万润国际科技有限公司(代理）","戴尔","中国","2013-07-08","教学","德元贷款","张恒"]
[540,"化工虚拟仿真实验室","20154d0484","微型计算机","9020MT","Intel Core I5-4570/4G DDR3/500G/22\"",5882.37,"戴尔公司/北京万润国际科技有限公司(代理）","戴尔","中国","2013-07-08","教学","德元贷款","张恒"]
[541,"化工虚拟仿真实验室","20154d0485","微型计算机","9020MT","Intel Core I5-4570/4G DDR3/500G/22\"",5882.37,"戴尔公司/北京万润国际科技有限公司(代理）","戴尔","中国","2013-07-08","教学","德元贷款","张恒"]
[542,"化工虚拟仿真实验室","20154d0486","微型计算机","9020MT","Intel Core I5-4570/4G DDR3/500G/22\"",5882.37,"戴尔公司/北京万润国际科技有限公司(代理）","戴尔","中国","2013-07-08","教学","德元贷款","张恒"]
[543,"化工虚拟仿真实验室","20154d0487","微型计算机","9020MT","Intel Core I5-4570/4G DDR3/500G/22\"",5882.37,"戴尔公司/北京万润国际科技有限公司(代理）","戴尔","中国","2013-07-08","教学","德元贷款","张恒"]
[544,"化工虚拟仿真实验室","20154d0488","微型计算机","9020MT","Intel Core I5-4570/4G DDR3/500G/22\"",5882.37,"戴尔公司/北京万润国际科技有限公司(代理）","戴尔","中国","2013-07-08","教学","德元贷款","张恒"]
[545,"化工虚拟仿真实验室","20154d0489","微型计算机","9020MT","Intel Core I5-4570/4G DDR3/500G/22\"",5882.37,"戴尔公司/北京万润国际科技有限公司(代理）","戴尔","中国","2013-07-08","教学","德元贷款","张恒"]
[546,"化工虚拟仿真实验室","20154d0440","实验指导软件组","RJ201","学生自主实验计算机仿真指导软件组（共18单件）",1925.14,"华东理工大学化学工程与工艺实验中心","ECUST","中国","2013-07-08","教学","德元贷款","张恒"]
[547,"化工虚拟仿真实验室","20154d0441","实验指导软件组","RJ201","学生自主实验计算机仿真指导软件组（共18单件）",1925.14,"华东理工大学化学工程与工艺实验中心","ECUST","中国","2013-07-08","教学","德元贷款","张恒"]
[548,"化工虚拟仿真实验室","20154d0442","实验指导软件组","RJ201","学生自主实验计算机仿真指导软件组（共18单件）",1925.14,"华东理工大学化学工程与工艺实验中心","ECUST","中国","2013-07-08","教学","德元贷款","张恒"]
[549,"化工虚拟仿真实验室","20154d0443","实验指导软件组","RJ201","学生自主实验计算机仿真指导软件组（共18单件）",1925.14,"华东理工大学化学工程与工艺实验中心","ECUST","中国","2013-07-08","教学","德元贷款","张恒"]
[550,"化工虚拟仿真实验室","20154d0444","实验指导软件组","RJ201","学生自主实验计算机仿真指导软件组（共18单件）",1925.14,"华东理工大学化学工程与工艺实验中心","ECUST","中国","2013-07-08","教学","德元贷款","张恒"]
[551,"化工虚拟仿真实验室","20154d0445","实验指导软件组","RJ201","学生自主实验计算机仿真指导软件组（共18单件）",1925.14,"华东理工大学化学工程与工艺实验中心","ECUST","中国","2013-07-08","教学","德元贷款","张恒"]
[552,"化工虚拟仿真实验室","20154d0446","实验指导软件组","RJ201","学生自主实验计算机仿真指导软件组（共18单件）",1925.14,"华东理工大学化学工程与工艺实验中心","ECUST","中国","2013-07-08","教学","德元贷款","张恒"]
[553,"化工虚拟仿真实验室","20154d0447","实验指导软件组","RJ201","学生自主实验计算机仿真指导软件组（共18单件）",1925.14,"华东理工大学化学工程与工艺实验中心","ECUST","中国","2013-07-08","教学","德元贷款","张恒"]
[554,"化工虚拟仿真实验室","20154d0448","实验指导软件组","RJ201","学生自主实验计算机仿真指导软件组（共18单件）",1925.14,"华东理工大学化学工程与工艺实验中心","ECUST","中国","2013-07-08","教学","德元贷款","张恒"]
[555,"化工虚拟仿真实验室","20154d0449","实验指导软件组","RJ201","学生自主实验计算机仿真指导软件组（共18单件）",1925.14,"华东理工大学化学工程与工艺实验中心","ECUST","中国","2013-07-08","教学","德元贷款","张恒"]
[556,"化工虚拟仿真实验室","20154d0450","实验指导软件组","RJ201","学生自主实验计算机仿真指导软件组（共18单件）",1925.14,"华东理工大学化学工程与工艺实验中心","ECUST","中国","2013-07-08","教学","德元贷款","张恒"]
[557,"化工虚拟仿真实验室","20154d0451","实验指导软件组","RJ201","学生自主实验计算机仿真指导软件组（共18单件）",1925.14,"华东理工大学化学工程与工艺实验中心","ECUST","中国","2013-07-08","教学","德元贷款","张恒"]
[558,"化工虚拟仿真实验室","20154d0452","实验指导软件组","RJ201","学生自主实验计算机仿真指导软件组（共18单件）",1925.14,"华东理工大学化学工程与工艺实验中心","ECUST","中国","2013-07-08","教学","德元贷款","张恒"]
[559,"化工虚拟仿真实验室","20154d0453","实验指导软件组","RJ201","学生自主实验计算机仿真指导软件组（共18单件）",1925.14,"华东理工大学化学工程与工艺实验中心","ECUST","中国","2013-07-08","教学","德元贷款","张恒"]
[560,"化工虚拟仿真实验室","20154d0454","实验指导软件组","RJ201","学生自主实验计算机仿真指导软件组（共18单件）",1925.14,"华东理工大学化学工程与工艺实验中心","ECUST","中国","2013-07-08","教学","德元贷款","张恒"]
[561,"化工虚拟仿真实验室","20154d0455","实验指导软件组","RJ201","学生自主实验计算机仿真指导软件组（共18单件）",1925.14,"华东理工大学化学工程与工艺实验中心","ECUST","中国","2013-07-08","教学","德元贷款","张恒"]
[562,"化工虚拟仿真实验室","20154d0456","实验指导软件组","RJ201","学生自主实验计算机仿真指导软件组（共18单件）",1925.14,"华东理工大学化学工程与工艺实验中心","ECUST","中国","2013-07-08","教学","德元贷款","张恒"]
[563,"化工虚拟仿真实验室","20154d0457","实验指导软件组","RJ201","学生自主实验计算机仿真指导软件组（共18单件）",1925.14,"华东理工大学化学工程与工艺实验中心","ECUST","中国","2013-07-08","教学","德元贷款","张恒"]
[564,"化工虚拟仿真实验室","2015013913","计算机仿真投影系统","TP-LINK","提供24个10/100M自适应RJ45端口，端口实现线速转发",115850,"北京鸿合盛视数字媒体技术有限公司","日立","中国","2012-01-20","教学","中央财政专项资金","张恒"]
[565,"化工学院综合办","11026968","组合训练器","SL-9047","600*145*133cm",7800,"昆明侠乐玩具厂",null,"中国","2011-11-01","行政（党政部门）","教学设备费","赵榆林"]
[566,"化工学院综合办","11026967","自动式划船器","SL-9038","120*11cm",2480,"昆明侠乐玩具厂",null,"中国","2011-11-01","行政（党政部门）","教学设备费","赵榆林"]
[567,"化工学院综合办","20120588","专业音箱","YAMAHA A12","OH01180",3800,"雅马哈乐器公司",null,"中国","2012-04-01","行政（党政部门）","业务费","李燕"]
[568,"化工学院综合办","20120590","专业功放","DACO PA-600","P50WXP50W",3400,"森尼永昌公司",null,"中国","2012-04-01","行政（党政部门）","业务费","李燕"]
[569,"化工学院综合办","2017006463","主席条桌","2100*760/Z-2021","0.6mm厚天然胡桃木皮饰面",1277,"中山优冠家具制造有限公司","优茂","中国","2017-12-14","行政（党政部门）","教学设备费","李燕"]
[570,"化工学院综合办","2017006464","主席条桌","1400*760/Z-2014","0.6mm厚天然胡桃木皮饰面",1000,"中山优冠家具制造有限公司","优茂","中国","2017-12-14","行政（党政部门）","教学设备费","李燕"]
[571,"化工学院综合办","2017006465","主席条桌","1400*760/Z-2014","0.6mm厚天然胡桃木皮饰面",1000,"中山优冠家具制造有限公司","优茂","中国","2017-12-14","行政（党政部门）","教学设备费","李燕"]
[572,"化工学院综合办","2t030469","整容镜","*","*",4600,"昆明制镜厂",null,"中国","2003-09-01","教学","教学设备费","李燕"]
[573,"化工学院综合办","20058717","音响组合","ALES AC-138","2*500W",16170,"广州东方音响器材厂",null,"中国","2005-12-01","行政（党政部门）","业务费","袁敬"]
[574,"化工学院综合办","20058718","音响组合","KIM K-450","2*150W",10830,"广州东方音响器材厂",null,"中国","2005-12-01","行政（党政部门）","业务费","袁敬"]
[575,"化工学院综合办","20055457","音箱","MRTAK MK-8","30Hz-16000Hz",1200,"广州雷诺舞台音响公司",null,"中国","2005-10-01","教学","教学设备费","袁敬"]
[576,"化工学院综合办","20055460","音箱","MRTAK MK-8","30Hz-16000Hz",1200,"MRTAK公司",null,"澳大利亚","2005-10-01","教学","教学设备费","袁敬"]
[577,"化工学院综合办","20044790","移动硬盘","IBM 60G","*",1150,"无",null,"中国","2004-11-01","行政（党政部门）","教学设备费","钱伟民"]
[578,"化工学院综合办","2017006466","演讲台","750*1100/J-189","0.6mm厚天然胡桃木皮饰面",1110,"中山优冠家具制造有限公司","优茂","中国","2017-12-14","行政（党政部门）","教学设备费","李燕"]
[579,"化工学院综合办","20120589","效果器","KULEDY DSP-P00","220V，50/60HZ",1650,"森尼永昌公司",null,"中国","2012-04-01","行政（党政部门）","业务费","李燕"]
[580,"化工学院综合办","20120591","无线话筒","DYON ACT-909U","520MHZ-820MHZ",2740,"恩平天一电子厂",null,"中国","2012-04-01","行政（党政部门）","业务费","李燕"]
[581,"化工学院综合办","20070340","微型计算机(主机)","兼容机","AMD3800+/1G/80G",4338,"昆明威达电脑经营部",null,"中国","2007-03-01","行政（党政部门）","业务费","张祎颖"]
[582,"化工学院综合办","20101563","微型计算机(主机)","兼容机","CPUi3530/500G/2G",2820,"云南金利科技公司",null,"中国","2010-04-01","行政（党政部门）","业务费","杜勇"]
[583,"化工学院综合办","20101564","微型计算机(主机)","兼容机","CPUi3530/500G/2G",2820,"云南金利科技公司",null,"中国","2010-04-01","行政（党政部门）","业务费","杜勇"]
[584,"化工学院综合办","11026431","微型计算机","DELL 260","i3-2100/2G/500G/19\"",4800,"戴尔有限公司",null,"中国","2011-10-01","行政（党政部门）","自筹经费","钱伟民"]
[585,"化工学院综合办","11026945","微型计算机","兼容机","i5-2300/4G/500G/24\"",5200,"南方电脑公司",null,"中国","2011-11-01","行政（党政部门）","业务费","唐晓宁"]
[586,"化工学院综合办","11027157","微型计算机","兼容机","i3-2100/4G/500G/19\"",5000,"昆明易盟电脑公司",null,"中国","2011-11-01","行政（党政部门）","业务费","杜勇"]
[587,"化工学院综合办","20014384","微型计算机","启天","*",7810,"无",null,"中国","2001-11-01","行政（党政部门）","教学设备费","刘晓波"]
[588,"化工学院综合办","20050300","微型计算机","联想1066","*",6999,"联想集团",null,"中国","2005-01-01","行政（党政部门）","业务费","贾庆明"]
[589,"化工学院综合办","20064924","微型计算机","联想M5100","CPU1.8G/512M/60G/14\"",7499,"联想集团",null,"中国","2006-11-01","行政（党政部门）","自筹经费","朱正良"]
[590,"化工学院综合办","20072832","微型计算机","兼容机","AMD3800+/80G/17寸",6000,"昆明杰浩电脑公司",null,"中国","2007-09-01","行政（党政部门）","业务费","袁敬"]
[591,"化工学院综合办","20072833","微型计算机","兼容机","AMD3800+/80G/17寸",6000,"昆明杰浩电脑公司",null,"中国","2007-09-01","行政（党政部门）","业务费","袁敬"]
[592,"化工学院综合办","2011000899","微型计算机","戴尔390MT","i5-2400/4G/500G/20寸LCD",6150,"戴尔中国有限公司",null,"中国","2011-11-01","行政（党政部门）","呈贡校区建设费","刘晓波"]
[593,"化工学院综合办","20120133","微型计算机","惠普 14VI-XM878","CPU2.0双核/320G",4300,"惠普公司",null,"中国","2012-01-01","行政（党政部门）","业务费","张祎颖"]
[594,"化工学院综合办","20120153","微型计算机","惠普 14VI-XM878","CPU2.0双核/320G",4300,"惠普公司",null,"中国","2012-01-01","行政（党政部门）","业务费","张祎颖"]
[595,"化工学院综合办","20120409","微型计算机","兼容机","i3-2100/4G/500G/19寸",5000,"昆明云聚电子公司",null,"中国","2012-03-01","行政（党政部门）","业务费","冷艳"]
[596,"化工学院综合办","20120593","微型计算机","戴尔 XM888DHS","G530/2G/500G/22寸",4800,"戴尔有限公司",null,"中国","2012-04-01","行政（党政部门）","业务费","李燕"]
[597,"化工学院综合办","20121470","微型计算机","三星 9JD96N1","双核2.9/2G/500G/19寸",4000,"三星电子科技公司",null,"中国","2012-11-01","行政（党政部门）","业务费","李斌"]
[598,"化工学院综合办","2014000808","微型计算机","兼容机","希捷500/4G1600/AMD250/三星19",4100,"鑫鸿电脑科技","组装","中国","2013-12-01","行政（党政部门）","业务费","梅毅"]
[599,"化工学院综合办","2016001813","微型计算机","戴尔I5348-R7938T","Win7触控一体机，第四代英特尔酷睿i5-4440s",9000,"戴尔厦门有限公司","戴尔","中国","2016-02-02","教学","业务费","齐毅"]
[600,"化工学院综合办","2016001814","微型计算机","戴尔I5348-R7938T","Win7触控一体机，第四代英特尔酷睿i5-4440s",9000,"戴尔厦门有限公司","戴尔","中国","2016-02-02","教学","业务费","李凯宇"]
[601,"化工学院综合办","2016010784","微型计算机","戴尔OptiPlex 3030 AIO","I3 4160/4G/500G/DVDRW/19.5",4350,"戴尔（中国）有限公司","戴尔","中国","2016-10-26","教学","业务费","钱伟民"]
[602,"化工学院综合办","2016010785","微型计算机","戴尔OptiPlex 3030 AIO","I3 4160/4G/500G/DVDRW/19.5",4350,"戴尔（中国）有限公司","戴尔","中国","2016-10-26","教学","业务费","袁敬"]
[603,"化工学院综合办","2016010832","微型计算机","戴尔OptiPlex 3030 AIO ","I3 4160/4G/500G/DVDRW/19.5",4350,"戴尔（中国）有限公司","戴尔","中国","2016-10-26","教学","业务费","张恒"]
[604,"化工学院综合办","2016010833","微型计算机","戴尔OptiPlex 3030 AIO","I3 4160/4G/500G/DVDRW/19.5",4350,"戴尔（中国）有限公司","戴尔","中国","2016-10-26","教学","业务费","杜勇"]
[605,"化工学院综合办","2017004705","微型计算机","惠普 480 G3 MT","酷睿i5/ 英特尔H110/ 4G /1TB/ 20寸LED",4820,"惠普贸易（上海）有限公司","惠普","中国","2017-06-07","教学","业务费","杨荣"]
[606,"化工学院综合办","2017004706","微型计算机","惠普 480 G3 MT","酷睿i5/ 英特尔H110/ 4G /1TB/ 20寸LED",4820,"惠普贸易（上海）有限公司","惠普","中国","2017-06-07","教学","业务费","司甜"]
[607,"化工学院综合办","2017004707","微型计算机","惠普 480 G3 MT","酷睿i5/ 英特尔H110/ 4G /1TB/ 20寸LED",4820,"惠普贸易（上海）有限公司","惠普","中国","2017-06-07","教学","业务费","刘晓波"]
[608,"化工学院综合办","2017004708","微型计算机","惠普 480 G3 MT","酷睿i5/ 英特尔H110/ 4G /1TB/ 20寸LED",4820,"惠普贸易（上海）有限公司","惠普","中国","2017-06-07","教学","业务费","毛文元"]
[609,"化工学院综合办","2017006979","微型计算机","惠普ProDesk 480 G3 MT","酷睿i7 /英特尔H110/ 4G/ 1TB/ 20寸LED",5590,"惠普贸易（上海）有限公司","惠普","中国","2017-12-14","科研","科研费","李斌"]
[610,"化工学院综合办","80026602","微型计算机","兼容机","AMD5000+/160G/2G",4750,"昆明杰浩电脑公司",null,"中国","2008-11-01","行政（党政部门）","业务费","张祎颖"]
[611,"化工学院综合办","80026603","微型计算机","兼容机","AMD5000+/160G/2G",4750,"昆明杰浩电脑公司",null,"中国","2008-11-01","行政（党政部门）","业务费","张祎颖"]
[612,"化工学院综合办","90024543","微型计算机","联想Y3608","双核2.2G/250G/2G/19\"",3500,"联想集团公司",null,"中国","2009-12-01","行政（党政部门）","业务费","丁玲"]
[613,"化工学院综合办","2015014298","投影仪","爱普生 CB-W28","投影技术 LCD/3000流明",6120,"爱普生（中国）有限公司","爱普生","中国","2015-11-18","行政（党政部门）","其它经费","周宇翔"]
[614,"化工学院综合办","2015014299","投影仪","爱普生 CB-W28","投影技术 LCD/3000流明",6120,"爱普生（中国）有限公司","爱普生","中国","2015-11-18","行政（党政部门）","其它经费","周宇翔"]
[615,"化工学院综合办","20065047","投影机","EPSON EMP-X3","2000流明",12000,"爱普生公司",null,"日本","2006-11-01","行政（党政部门）","业务费","杜勇"]
[616,"化工学院综合办","20073001","投影机","松下PT-LB50U","*",15900,"松下电器公司",null,"中国","2007-01-01","行政（党政部门）","业务费","唐晓宁"]
[617,"化工学院综合办","20120206","投影机","日立 HCP-360X","3500流明",10930,"日立数字映像公司",null,"中国","2012-01-01","行政（党政部门）","自筹经费","钱伟民"]
[618,"化工学院综合办","2017006454","四门书柜","1600*2000/SE-103","0.6mm厚天然胡桃木皮饰面",2148,"中山优冠家具制造有限公司","*","中国","2017-12-13","行政（党政部门）","教学设备费","李燕"]
[619,"化工学院综合办","20091418","双向汽车防盗报警器","2-WAY","*",1100,"广东铁将军防盗公司",null,"中国","2009-05-01","行政（党政部门）","自筹经费","刘晓波"]
[620,"化工学院综合办","20064922","数码相机","尼康E8400","800万像素",7540,"尼康公司",null,"日本","2006-11-01","行政（党政部门）","自筹经费","周宇翔"]
[621,"化工学院综合办","2015000611","数码相机","700D","1800万像素，CMOS图像感应器。",5949,"佳能（中国）有限公司","佳能","中国","2015-01-09","行政（党政部门）","业务费","袁敬"]
[622,"化工学院综合办","2015014337","数码相机","佳能 G16","1/1.7英寸镜头/有效像素1210万",3250,"佳能（中国）有限公司","佳能","中国","2015-11-18","行政（党政部门）","其它经费","周宇翔"]
[623,"化工学院综合办","2013412999","数码复印机","MX-M20608N","每分钟出纸20张",17500,"夏普办公设备(常熟)公司","夏普","中国","2013-11-12","行政（党政部门）","业务费","周宇翔"]
[624,"化工学院综合办","20064923","闪光灯","尼康SB600","24",2050,"尼康公司",null,"日本","2006-11-01","行政（党政部门）","自筹经费","周宇翔"]
[625,"化工学院综合办","20023388","沙发","*","*",4300,"*",null,"中国","2002-12-01","教学","教学设备费","李燕"]
[626,"化工学院综合办","20044794","扫描仪","文本王文豪6800","*",2980,"北京汉王科技公司",null,"中国","2004-11-01","行政（党政部门）","教学设备费","周宇翔"]
[627,"化工学院综合办","11026919","乒乓球桌","双鱼 501","*",2100,"广州龙康体育用品公司",null,"中国","2011-11-01","行政（党政部门）","教学设备费","李燕"]
[628,"化工学院综合办","11026920","乒乓球桌","双鱼 501","*",2100,"广州龙康体育用品公司",null,"中国","2011-11-01","行政（党政部门）","教学设备费","李燕"]
[629,"化工学院综合办","11026921","乒乓球桌","双鱼 501","*",2100,"广州龙康体育用品公司",null,"中国","2011-11-01","行政（党政部门）","教学设备费","李燕"]
[630,"化工学院综合办","2015006437","排球架","sc-306","2.15-2.55mm*89mm，材质：不锈钢",1100,"昆明市盘龙区安拓体育用品经营部","安拓","中国","2015-07-03","行政（党政部门）","教育服务费","李燕"]
[631,"化工学院综合办","2017006866","密集柜","900*2200/LW-001","架体结构为立柱结构，最高不超过6层",10680,"中山优冠家具制造有限公司","优茂","中国","2017-12-15","行政（党政部门）","教学设备费","杜勇"]
[632,"化工学院综合办","2017006867","密集柜","900*2200/LW-001","架体结构为立柱结构，最高不超过6层",10680,"中山优冠家具制造有限公司","优茂","中国","2017-12-15","行政（党政部门）","教学设备费","杜勇"]
[633,"化工学院综合办","2017006868","密集柜","900*2200/LW-001","架体结构为立柱结构，最高不超过6层",10680,"中山优冠家具制造有限公司","优茂","中国","2017-12-15","行政（党政部门）","教学设备费","杜勇"]
[634,"化工学院综合办","2017006869","密集柜","900*2200/LW-001","架体结构为立柱结构，最高不超过6层",10680,"中山优冠家具制造有限公司","优茂","中国","2017-12-15","行政（党政部门）","教学设备费","杜勇"]
[635,"化工学院综合办","2017006870","密集柜","900*2200/LW-001","架体结构为立柱结构，最高不超过6层",10680,"中山优冠家具制造有限公司","优茂","中国","2017-12-15","行政（党政部门）","教学设备费","杜勇"]
[636,"化工学院综合办","2017006871","密集柜","900*2200/LW-001","架体结构为立柱结构，最高不超过6层",10680,"中山优冠家具制造有限公司","优茂","中国","2017-12-15","行政（党政部门）","教学设备费","杜勇"]
[637,"化工学院综合办","2017006872","密集柜","900*2200/LW-001","架体结构为立柱结构，最高不超过6层",10680,"中山优冠家具制造有限公司","优茂","中国","2017-12-15","行政（党政部门）","教学设备费","杜勇"]
[638,"化工学院综合办","2017006873","密集柜","900*2200/LW-001","架体结构为立柱结构，最高不超过6层",10680,"中山优冠家具制造有限公司","优茂","中国","2017-12-15","行政（党政部门）","教学设备费","杜勇"]
[639,"化工学院综合办","2017006874","密集柜","900*2200/LW-001","架体结构为立柱结构，最高不超过6层",10680,"中山优冠家具制造有限公司","优茂","中国","2017-12-15","行政（党政部门）","教学设备费","杜勇"]
[640,"化工学院综合办","2017006875","密集柜","900*2200/LW-001","架体结构为立柱结构，最高不超过6层",10680,"中山优冠家具制造有限公司","优茂","中国","2017-12-15","行政（党政部门）","教学设备费","杜勇"]
[641,"化工学院综合办","2017006459","门厅沙发","4+1+1/YG-2125-A","牛皮",2986,"中山优冠家具制造有限公司","优茂","中国","2017-12-14","行政（党政部门）","教学设备费","李燕"]
[642,"化工学院综合办","20023080","录像放像设备（DVD）","步步高915K","*",1420,"*",null,"中国","2002-10-01","教学","教学设备费","袁敬"]
[643,"化工学院综合办","11026969","六人扫腰器","SL-9060","180*180*135cm",1800,"昆明侠乐玩具厂",null,"中国","2011-11-01","行政（党政部门）","教学设备费","赵榆林"]
[644,"化工学院综合办","2017006461","六人会议桌","2100*760/H-5824","0.6mm厚天然胡桃木皮饰面",1378,"中山优冠家具制造有限公司","优茂","中国","2017-12-14","行政（党政部门）","教学设备费","李燕"]
[645,"化工学院综合办","20131472","雷达行车记录器","GPS-1680H","OVPT12,100万像素",1200,"厦门瑞忆科技有限公司",null,"中国","2013-09-01","科研","科研费","刘晓波"]
[646,"化工学院综合办","20120132","激光一体机","三星 SCX-4623FH","打印、复印、传真",2500,"三星电子公司",null,"中国","2012-01-01","行政（党政部门）","业务费","张祎颖"]
[647,"化工学院综合办","20050303","激光打印机","HP5100","A3",8500,"惠普公司",null,"中国","2005-01-01","行政（党政部门）","业务费","杜勇"]
[648,"化工学院综合办","20057286","激光打印机","EPSON EPL-6200L","*",1350,"爱普生公司",null,"中国","2005-11-01","教学","教学设备费","刘晓波"]
[649,"化工学院综合办","20060742","激光打印机","三星ML-1610","*",1180,"山东三星电子科技公司",null,"中国","2006-02-01","行政（党政部门）","业务费","李云燕"]
[650,"化工学院综合办","20060785","激光打印机","三星ML-1610","*",1180,"山东三星电子公司",null,"中国","2006-03-01","行政（党政部门）","业务费","齐毅"]
[651,"化工学院综合办","20061562","激光打印机","HP 1020","A4 15张/分钟",1580,"惠普公司",null,"中国","2006-05-01","行政（党政部门）","业务费","钱伟民"]
[652,"化工学院综合办","20063327","激光打印机","HP 1020","A4",1680,"惠普公司",null,"中国","2006-11-01","行政（党政部门）","业务费","赵榆林"]
[653,"化工学院综合办","20064928","激光打印机","联想LJ200","*",1600,"联想集团",null,"中国","2006-11-01","行政（党政部门）","自筹经费","朱正良"]
[654,"化工学院综合办","20065050","激光打印机","三星1610","*",1250,"三星电子通讯公司",null,"中国","2006-11-01","行政（党政部门）","业务费","李燕"]
[655,"化工学院综合办","20065057","激光打印机","三星ML-1610","A4",1250,"山东三星通信设备公司",null,"中国","2006-11-01","行政（党政部门）","业务费","张祎颖"]
[656,"化工学院综合办","20065058","激光打印机","三星ML-1610","A4",1250,"山东三星通信设备公司",null,"中国","2006-11-01","行政（党政部门）","业务费","张祎颖"]
[657,"化工学院综合办","20065059","激光打印机","三星ML-1610","A4",1250,"山东三星通信设备公司",null,"中国","2006-11-01","行政（党政部门）","业务费","袁敬"]
[658,"化工学院综合办","20073000","激光打印机","HP 1020","*",1680,"惠普公司",null,"中国","2007-01-01","行政（党政部门）","业务费","赵榆林"]
[659,"化工学院综合办","20101561","激光打印机","三星1610","A4",1200,"三星电子公司",null,"中国","2010-04-01","行政（党政部门）","业务费","冷艳"]
[660,"化工学院综合办","20120131","激光打印机","三星 ML-1670","A4，黑白",1100,"三星电子公司",null,"中国","2012-01-01","行政（党政部门）","业务费","张祎颖"]
[661,"化工学院综合办","20120410","激光打印机","HP M1005","A4",1800,"惠普公司",null,"中国","2012-03-01","行政（党政部门）","业务费","杨庆云"]
[662,"化工学院综合办","2t031677","会议桌","木制 3.5米","*",2800,"*",null,"中国","2003-09-01","行政（党政部门）","业务费","李云燕"]
[663,"化工学院综合办","20120592","会议话筒","HANPU TY820A","Q/ETYD01-2010",1050,"恩平天一电子厂",null,"中国","2012-04-01","行政（党政部门）","业务费","李燕"]
[664,"化工学院综合办","2017006980","管式电阻炉","意丰 SK2-1-10","电阻丝/1200℃/35*300mm/220V/1kw",1980,"上海意丰实验仪器厂","意丰","中国","2017-12-11","科研","科研费","王春丽"]
[665,"化工学院综合办","2017006981","管式电阻炉","意丰 SK2-1-10","电阻丝/1200℃/35*300mm/220V/1kw",1980,"上海意丰实验仪器厂","意丰","中国","2017-12-11","科研","科研费","王春丽"]
[666,"化工学院综合办","2017006982","管式电阻炉","意丰 SK2-1-10","电阻丝/1200℃/35*300mm/220V/1kw",1980,"上海意丰实验仪器厂","意丰","中国","2017-12-11","科研","科研费","王春丽"]
[667,"化工学院综合办","2017006983","管式电阻炉","意丰 SK2-1-10","电阻丝/1200℃/35*300mm/220V/1kw",1980,"上海意丰实验仪器厂","意丰","中国","2017-12-11","科研","科研费","王春丽"]
[668,"化工学院综合办","2017006984","管式电阻炉","意丰 SK2-1-10","电阻丝/1200℃/35*300mm/220V/1kw",1980,"上海意丰实验仪器厂","意丰","中国","2017-12-11","科研","科研费","王春丽"]
[669,"化工学院综合办","2017006985","管式电阻炉","意丰 SK2-1-10","电阻丝/1200℃/35*300mm/220V/1kw",1980,"上海意丰实验仪器厂","意丰","中国","2017-12-11","科研","科研费","王春丽"]
[670,"化工学院综合办","20055456","功放","MRTAK M-100","内置16BIT数码音调",1100,"广州雷诺舞台音响公司",null,"中国","2005-10-01","教学","教学设备费","袁敬"]
[671,"化工学院综合办","20055132","复印机","夏普AR-M276","*",19500,"夏普办公设备有限公司",null,"中国","2005-10-01","行政（党政部门）","业务费","周宇翔"]
[672,"化工学院综合办","2017006978","复印机","惠普 M435nw","黑白/ A3幅面/ 1-99张",7660,"惠普贸易（上海）有限公司","惠普","中国","2017-12-14","科研","科研费","杜勇"]
[673,"化工学院综合办","20052636","服务器","HP 375429-AA1","Xeon 3.6GHZ 256M",19000,"惠普公司",null,"中国","2005-05-01","行政（党政部门）","业务费","李燕"]
[674,"化工学院综合办","01114300","多媒体投影机","*","*",53500,"日本三菱公司",null,"中国","2001-09-01","教学","教学设备费","袁敬"]
[675,"化工学院综合办","20130633","电子显示屏","室内5.0单红","长5.946m*高0.578m",8500,"昆明恒星广告制作部",null,"中国","2013-05-01","行政（党政部门）","教学设备费","李燕"]
[676,"化工学院综合办","20117233","电钢琴","雅马哈 P-85S","*",4500,"雅马哈乐器音响公司",null,"中国","2011-06-01","行政（党政部门）","业务费","张袆颖"]
[677,"化工学院综合办","11026913","电动跑步机","KL-1330","*",3700,"广州龙康体育用品公司",null,"中国","2011-11-01","行政（党政部门）","教学设备费","李燕"]
[678,"化工学院综合办","11026912","电动车","锡特TDR782爱博士","时速20km",3490,"无锡华伟车辆厂",null,"中国","2011-11-01","行政（党政部门）","教学设备费","周宇翔"]
[679,"化工学院综合办","2017006460","大会议桌","5600*760/DH-12560","0.6mm厚天然胡桃木皮饰面",7069,"中山优冠家具制造有限公司","优茂","中国","2017-12-14","行政（党政部门）","教学设备费","李燕"]
[680,"化工学院综合办","20023126","打印机","HP FJ 1000","*",2450,"HP",null,"中国","2002-10-01","教学","教学设备费","丁玲"]
[681,"化工学院综合办","2015001404","打印机","HL-2240D","220v/240v-50/60Hz  4.4A",1100,"兄弟（中国）商业有限公司","brother","中国","2015-04-01","教学","业务费","梅毅"]
[682,"化工学院综合办","20065060","传真机","松下KX-FL313CN","A4普通纸",2480,"松下通信系统公司",null,"马来西亚","2006-11-01","行政（党政部门）","业务费","齐毅"]
[683,"化工学院综合办","20065581","传真机","松下KX-FL313CN","*",2480,"松下通信有限公司",null,"马来西亚","2006-12-01","行政（党政部门）","业务费","丁玲"]
[684,"化工学院综合办","2015014297","传真机","松下 FL328CN","黑白激光/A4/约4秒/页",1480,"松下电器（中国）有限公司","松下","中国","2015-11-18","行政（党政部门）","其它经费","李燕"]
[685,"化工学院综合办","20070862","测速仪","征服者GPS/A3","*",2100,"昆山东太利电子公司",null,"中国","2007-05-01","行政（党政部门）","业务费","刘晓波"]
[686,"化工学院综合办","11027355","笔记本电脑","联想 T420 4180-PLC","2G/500G/14\"",9025,"联想集团公司",null,"中国","2011-12-01","行政（党政部门）","自筹经费","钱伟民"]
[687,"化工学院综合办","20065048","笔记本电脑","IBM R60E0658DEI","CPU1.66G双核/1G/60G",11500,"IBM公司",null,"美国","2006-11-01","行政（党政部门）","业务费","杜勇"]
[688,"化工学院综合办","20073002","笔记本电脑","联想昭阳E680A","*",13900,"联想集团公司",null,"中国","2007-01-01","行政（党政部门）","业务费","唐晓宁"]
[689,"化工学院综合办","20130886","笔记本电脑","HP/P6-1095cn","cpui5/4GB/500G/17英寸",4200,"中国惠普有限公司",null,"中国","2013-02-01","行政（党政部门）","业务费","张祎颖"]
[690,"化工学院综合办","2015014341","笔记本电脑","联想 Y50-70","i7 4710HQ/8GB/1TB/15.6英寸",8200,"联想(北京)有限公司","联想","中国","2015-11-18","行政（党政部门）","其它经费","贾庆明"]
[691,"化工学院综合办","2016010783","笔记本电脑","戴尔Latitude E7270","I5 6200/4G/128G/12.5寸",8290,"戴尔(中国)有限公司","戴尔","中国","2016-10-24","教学","科研费","梅毅"]
[692,"化工学院综合办","2017006462","办公桌","1800*760/B-6S181","0.6mm厚天然胡桃木皮饰面",1724,"中山优冠家具制造有限公司","优茂","中国","2017-12-14","行政（党政部门）","教学设备费","李燕"]
[693,"化工学院综合办","20023351","YAMAHAG功放","RX-V320","*",1950,"*",null,"中国","2002-12-01","教学","教学设备费","袁敬"]
[694,"化工学院综合办","11027671","LED显示屏","4.6平方米","*",8988,"昆明凤宇霓虹灯厂",null,"中国","2011-12-01","行政（党政部门）","自筹经费","周宇翔"]
[695,"化工学院综合办","11027672","LED显示屏","2.6平方米","*",8988,"昆明凤宇霓虹灯厂",null,"中国","2011-12-01","行政（党政部门）","自筹经费","周宇翔"]
[696,"化工原理实验室","2011001974","资料柜","1000*470*2000","铝木结构",1000,"昆明科奥特实验室设备有限公司",null,"中国","2011-11-01","教学","呈贡校区建设费","贾愚"]
[697,"化工原理实验室","2011001975","资料柜","1000*470*2000","铝木结构",1000,"昆明科奥特实验室设备有限公司",null,"中国","2011-11-01","教学","呈贡校区建设费","杨荣"]
[698,"化工原理实验室","2011001976","资料柜","1000*470*2000","铝木结构",1000,"昆明科奥特实验室设备有限公司",null,"中国","2011-11-01","教学","呈贡校区建设费","杨荣"]
[699,"化工原理实验室","2011001977","资料柜","1000*470*2000","铝木结构",1000,"昆明科奥特实验室设备有限公司",null,"中国","2011-11-01","教学","呈贡校区建设费","杨荣"]
[700,"化工原理实验室","2011002017","中央台带2套水、试剂架","4200*1500*800","钢木结构",9732,"昆明科奥特实验室设备有限公司",null,"中国","2011-11-01","教学","呈贡校区建设费","杨荣"]
[701,"化工原理实验室","2011002018","中央台","3600*1500*800","钢木结构",9072,"昆明科奥特实验室设备有限公司",null,"中国","2011-11-01","教学","呈贡校区建设费","杨荣"]
[702,"化工原理实验室","2011002016","中央实验台（带试剂架、2套水）","4200*1500*800","钢木结构",11244,"昆明科奥特实验室设备有限公司",null,"中国","2011-11-01","教学","呈贡校区建设费","杨荣"]
[703,"化工原理实验室","2012002267","振动筛板萃取塔实验装置","IC-CQ-3","萃取塔振动频率：50-200次/分，传质单元数NOE：0.4",41800,"天津睿智天成科技发展有限公司",null,"中国","2012-02-01","教学","呈贡校区建设费","陶军"]
[704,"化工原理实验室","2012002268","振动筛板萃取塔实验装置","IC-CQ-3","萃取塔振动频率：50-200次/分，传质单元数NOE：0.4",41800,"天津睿智天成科技发展有限公司",null,"中国","2012-02-01","教学","呈贡校区建设费","陶军"]
[705,"化工原理实验室","2012003465","振动筛板萃取塔实验装置","BCQT-BH","萃取塔振动频率：50～200次/分",45800,"天津大学化工基础实验中心",null,"中国","2012-05-01","教学","呈贡校区建设费","陶军"]
[706,"化工原理实验室","2012003466","振动筛板萃取塔实验装置","BCQT-BH","萃取塔振动频率：50～200次/分",45800,"天津大学化工基础实验中心",null,"中国","2012-05-01","教学","呈贡校区建设费","陶军"]
[707,"化工原理实验室","2012006662","圆盘塔二氧化碳吸收液膜测定仪","JCH-601","水流速4-14lL/h",26600,"华东理工大学",null,"中国","2012-10-01","教学","教学设备费","夏举佩"]
[708,"化工原理实验室","2012006663","圆盘塔二氧化碳吸收液膜测定仪","JCH-601","水流速4-14lL/h",26600,"华东理工大学",null,"中国","2012-10-01","教学","教学设备费","夏举佩"]
[709,"化工原理实验室","2012006664","圆盘塔二氧化碳吸收液膜测定仪","JCH-601","水流速4-14lL/h",26600,"华东理工大学",null,"中国","2012-10-01","教学","教学设备费","夏举佩"]
[710,"化工原理实验室","2011002019","仪器台","2800*750*800","钢木结构",4480,"昆明科奥特实验室设备有限公司",null,"中国","2011-11-01","教学","呈贡校区建设费","杨荣"]
[711,"化工原理实验室","2011001956","仪器柜","1000*470*2000","铝木结构",1000,"昆明科奥特实验室设备有限公司",null,"中国","2011-11-01","教学","呈贡校区建设费","杨荣"]
[712,"化工原理实验室","2011001957","仪器柜","1000*470*2000","铝木结构",1000,"昆明科奥特实验室设备有限公司",null,"中国","2011-11-01","教学","呈贡校区建设费","杨荣"]
[713,"化工原理实验室","2011001958","仪器柜","1000*470*2000","铝木结构",1000,"昆明科奥特实验室设备有限公司",null,"中国","2011-11-01","教学","呈贡校区建设费","冯权莉"]
[714,"化工原理实验室","2011001959","仪器柜","1000*470*2000","铝木结构",1000,"昆明科奥特实验室设备有限公司",null,"中国","2011-11-01","教学","呈贡校区建设费","冯权莉"]
[715,"化工原理实验室","2011001961","仪器柜","1000*470*2000","铝木结构",1000,"昆明科奥特实验室设备有限公司",null,"中国","2011-11-01","教学","呈贡校区建设费","杨荣"]
[716,"化工原理实验室","2011001962","仪器柜","1000*470*2000","铝木结构",1000,"昆明科奥特实验室设备有限公司",null,"中国","2011-11-01","教学","呈贡校区建设费","杨荣"]
[717,"化工原理实验室","2011001963","仪器柜","1000*470*2000","铝木结构",1000,"昆明科奥特实验室设备有限公司",null,"中国","2011-11-01","教学","呈贡校区建设费","杨荣"]
[718,"化工原理实验室","2011001964","仪器柜","1000*470*2000","铝木结构",1000,"昆明科奥特实验室设备有限公司",null,"中国","2011-11-01","教学","呈贡校区建设费","杨荣"]
[719,"化工原理实验室","2011001965","仪器柜","1000*470*2000","铝木结构",1000,"昆明科奥特实验室设备有限公司",null,"中国","2011-11-01","教学","呈贡校区建设费","贾愚"]
[720,"化工原理实验室","2011001966","仪器柜","1000*470*2000","铝木结构",1000,"昆明科奥特实验室设备有限公司",null,"中国","2011-11-01","教学","呈贡校区建设费","杨荣"]
[721,"化工原理实验室","2011001967","仪器柜","1000*470*2000","铝木结构",1000,"昆明科奥特实验室设备有限公司",null,"中国","2011-11-01","教学","呈贡校区建设费","杨荣"]
[722,"化工原理实验室","2011001968","仪器柜","1000*470*2000","铝木结构",1000,"昆明科奥特实验室设备有限公司",null,"中国","2011-11-01","教学","呈贡校区建设费","杨荣"]
[723,"化工原理实验室","2011001985","药品柜","1000*470*2000","铝木结构",1000,"昆明科奥特实验室设备有限公司",null,"中国","2011-11-01","教学","呈贡校区建设费","杨荣"]
[724,"化工原理实验室","2011001986","药品柜","1000*470*2000","铝木结构",1000,"昆明科奥特实验室设备有限公司",null,"中国","2011-11-01","教学","呈贡校区建设费","杨荣"]
[725,"化工原理实验室","2011001987","药品柜","1000*470*2000","铝木结构",1000,"昆明科奥特实验室设备有限公司",null,"中国","2011-11-01","教学","呈贡校区建设费","杨荣"]
[726,"化工原理实验室","2011001988","药品柜","1000*470*2000","铝木结构",1000,"昆明科奥特实验室设备有限公司",null,"中国","2011-11-01","教学","呈贡校区建设费","杨荣"]
[727,"化工原理实验室","2011001989","药品柜","1000*470*2000","铝木结构",1000,"昆明科奥特实验室设备有限公司",null,"中国","2011-11-01","教学","呈贡校区建设费","杨荣"]
[728,"化工原理实验室","2011001990","药品柜","1000*470*2000","铝木结构",1000,"昆明科奥特实验室设备有限公司",null,"中国","2011-11-01","教学","呈贡校区建设费","毛文元"]
[729,"化工原理实验室","2011001991","药品柜","1000*470*2000","铝木结构",1000,"昆明科奥特实验室设备有限公司",null,"中国","2011-11-01","教学","呈贡校区建设费","毛文元"]
[730,"化工原理实验室","2011001992","药品柜","1000*470*2000","铝木结构",1000,"昆明科奥特实验室设备有限公司",null,"中国","2011-11-01","教学","呈贡校区建设费","毛文元"]
[731,"化工原理实验室","2011001993","药品柜","1000*470*2000","铝木结构",1000,"昆明科奥特实验室设备有限公司",null,"中国","2011-11-01","教学","呈贡校区建设费","杨荣"]
[732,"化工原理实验室","2011001994","药品柜","1000*470*2000","铝木结构",1000,"昆明科奥特实验室设备有限公司",null,"中国","2011-11-01","教学","呈贡校区建设费","杨荣"]
[733,"化工原理实验室","2011001995","药品柜","1000*470*2000","铝木结构",1000,"昆明科奥特实验室设备有限公司",null,"中国","2011-11-01","教学","呈贡校区建设费","杨荣"]
[734,"化工原理实验室","2011001996","药品柜","1000*470*2000","铝木结构",1000,"昆明科奥特实验室设备有限公司",null,"中国","2011-11-01","教学","呈贡校区建设费","杨荣"]
[735,"化工原理实验室","2011001997","药品柜","1000*470*2000","铝木结构",1000,"昆明科奥特实验室设备有限公司",null,"中国","2011-11-01","教学","呈贡校区建设费","杨荣"]
[736,"化工原理实验室","2011001998","药品柜","1000*470*2000","铝木结构",1000,"昆明科奥特实验室设备有限公司",null,"中国","2011-11-01","教学","呈贡校区建设费","杨荣"]
[737,"化工原理实验室","2011001999","药品柜","1000*470*2000","铝木结构",1000,"昆明科奥特实验室设备有限公司",null,"中国","2011-11-01","教学","呈贡校区建设费","杨荣"]
[738,"化工原理实验室","2011002000","药品柜","1000*470*2000","铝木结构",1000,"昆明科奥特实验室设备有限公司",null,"中国","2011-11-01","教学","呈贡校区建设费","杨荣"]
[739,"化工原理实验室","2011002001","药品柜","1000*470*2000","铝木结构",1000,"昆明科奥特实验室设备有限公司",null,"中国","2011-11-01","教学","呈贡校区建设费","杨荣"]
[740,"化工原理实验室","2011002002","药品柜","1000*470*2000","铝木结构",1000,"昆明科奥特实验室设备有限公司",null,"中国","2011-11-01","教学","呈贡校区建设费","杨荣"]
[741,"化工原理实验室","2011002003","药品柜","1000*470*2000","铝木结构",1000,"昆明科奥特实验室设备有限公司",null,"中国","2011-11-01","教学","呈贡校区建设费","杨荣"]
[742,"化工原理实验室","2011002004","药品柜","1000*470*2000","铝木结构",1000,"昆明科奥特实验室设备有限公司",null,"中国","2011-11-01","教学","呈贡校区建设费","杨荣"]
[743,"化工原理实验室","2011002005","药品柜","1000*470*2000","铝木结构",1000,"昆明科奥特实验室设备有限公司",null,"中国","2011-11-01","教学","呈贡校区建设费","杨荣"]
[744,"化工原理实验室","2011002006","药品柜","1000*470*2000","铝木结构",1000,"昆明科奥特实验室设备有限公司",null,"中国","2011-11-01","教学","呈贡校区建设费","夏举佩"]
[745,"化工原理实验室","2011002007","药品柜","1000*470*2000","铝木结构",1000,"昆明科奥特实验室设备有限公司",null,"中国","2011-11-01","教学","呈贡校区建设费","杨荣"]
[746,"化工原理实验室","2011002008","药品柜","1000*470*2000","铝木结构",1000,"昆明科奥特实验室设备有限公司",null,"中国","2011-11-01","教学","呈贡校区建设费","杨荣"]
[747,"化工原理实验室","2011002009","药品柜","1000*470*2000","铝木结构",1000,"昆明科奥特实验室设备有限公司",null,"中国","2011-11-01","教学","呈贡校区建设费","夏举佩"]
[748,"化工原理实验室","2011002010","药品柜","1000*470*2000","铝木结构",1000,"昆明科奥特实验室设备有限公司",null,"中国","2011-11-01","教学","呈贡校区建设费","夏举佩"]
[749,"化工原理实验室","2011002012","药品柜","1000*470*2000","铝木结构",1000,"昆明科奥特实验室设备有限公司",null,"中国","2011-11-01","教学","呈贡校区建设费","杨荣"]
[750,"化工原理实验室","20164d0258","氧气吸收与解吸实验装置","BTXS-BO","吸收塔玻璃管内径 D＝0.020m，解吸塔玻璃管内径 D＝0.1m",58609.84,"天津大学化工基础实验中心","天大","中国","2013-07-08","教学","德元贷款"]
[751,"化工原理实验室","20164d0259","氧气吸收与解吸实验装置","BTXS-BO","吸收塔玻璃管内径 D＝0.020m，解吸塔玻璃管内径 D＝0.1m",58609.84,"天津大学化工基础实验中心","天大","中国","2013-07-08","教学","德元贷款"]
[752,"化工原理实验室","2013000134","压强及其测量演示实验装置","YQ100Y","压力：500-700mmH2O柱，温度：常温",7800,"浙江中控科教仪器设备有限公司",null,"中国","2013-01-01","教学","呈贡校区建设费","陶军"]
[753,"化工原理实验室","2013000135","压强及其测量演示实验装置","YQ100Y","压力：500-700mmH2O柱，温度：常温",7800,"浙江中控科教仪器设备有限公司",null,"中国","2013-01-01","教学","呈贡校区建设费","陶军"]
[754,"化工原理实验室","2014000763","压力传感器","060-B494-01","最高压力3000PSI，温度范围60-160F",14541,"北京永瑞达科贸有限公司","Honeywell","中国","2014-02-20","科研","科研费","张登峰"]
[755,"化工原理实验室","2014000764","压力传感器","060-B494-01","最高压力3000PSI，温度范围60-160F",14541,"北京永瑞达科贸有限公司","Honeywell","中国","2014-02-20","科研","科研费","张登峰"]
[756,"化工原理实验室","2013413815","小型制冷加热型油浴","Proline RP845C","控温范围：-45℃...+200℃,控温精确度：0.01℃",68900,"德国Lauda公司","Lauda","德国","2012-01-06","教学","中央财政专项资金","陶军"]
[757,"化工原理实验室","2016010787","微型计算机","戴尔OptiPlex 3030 AIO","I3 4160/4G/500G/DVDRW/19.5",4350,"戴尔（中国）有限公司","戴尔","中国","2016-10-26","教学","业务费","陶军"]
[758,"化工原理实验室","2011001952","通风系统","TF-1","风速0.5米/秒，噪声小于60分贝",31225,"昆明科奥特实验室设备有限公司",null,"中国","2011-11-01","教学","呈贡校区建设费","杨荣"]
[759,"化工原理实验室","2011002014","通风柜","1500*850*2350","塑钢结构",8800,"昆明科奥特实验室设备有限公司",null,"中国","2011-11-01","教学","呈贡校区建设费","杨荣"]
[760,"化工原理实验室","2011002015","通风柜","1500*850*2350","塑钢结构",8800,"昆明科奥特实验室设备有限公司",null,"中国","2011-11-01","教学","呈贡校区建设费","杨荣"]
[761,"化工原理实验室","20130596","台式鼓风干燥箱","DHG-9030A","额定功率870W",1680,"上海齐欣科学仪器公司",null,"中国","2013-04-01","科研","科研费","张登峰"]
[762,"化工原理实验室","2012002265","水-蒸汽给热系数测定实验装置","SQ200D","雷诺数Re：0~3X104，冷流体（水）流0-500L/h,",37900,"浙江中控科教设备有限公司",null,"中国","2012-02-01","教学","呈贡校区建设费","陶军"]
[763,"化工原理实验室","2012002266","水-蒸汽给热系数测定实验装置","SQ200D","雷诺数Re：0~3X104，冷流体（水）流0-500L/h,",37900,"浙江中控科教设备有限公司",null,"中国","2012-02-01","教学","呈贡校区建设费","陶军"]
[764,"化工原理实验室","2013411834","数字式粘度计","NDJ-5S","数字式；转子转速（r/min) : 6/12/30/60",4000,"上海方瑞仪器有限公司","无","中国","2012-01-06","教学","中央财政专项资金","陶军"]
[765,"化工原理实验室","2013411835","数字式粘度计","NDJ-5S","数字式；转子转速（r/min) : 6/12/30/60",4000,"上海方瑞仪器有限公司","无","中国","2012-01-06","教学","中央财政专项资金","陶军"]
[766,"化工原理实验室","2011001885","实验推车","标准","全不锈钢",1000,"昆明科奥特实验室设备有限公司",null,"中国","2011-11-01","教学","呈贡校区建设费","赵榆林"]
[767,"化工原理实验室","2011001886","实验推车","标准","全不锈钢",1000,"昆明科奥特实验室设备有限公司",null,"中国","2011-11-01","教学","呈贡校区建设费","赵榆林"]
[768,"化工原理实验室","2011001887","实验推车","标准","全不锈钢",1000,"昆明科奥特实验室设备有限公司",null,"中国","2011-11-01","教学","呈贡校区建设费","毛文元"]
[769,"化工原理实验室","2011001888","实验推车","标准","全不锈钢",1000,"昆明科奥特实验室设备有限公司",null,"中国","2011-11-01","教学","呈贡校区建设费","杜勇"]
[770,"化工原理实验室","2011001889","实验推车","标准","全不锈钢",1000,"昆明科奥特实验室设备有限公司",null,"中国","2011-11-01","教学","呈贡校区建设费","杨荣"]
[771,"化工原理实验室","2011001890","实验推车","标准","全不锈钢",1000,"昆明科奥特实验室设备有限公司",null,"中国","2011-11-01","教学","呈贡校区建设费","杨荣"]
[772,"化工原理实验室","2011001891","实验推车","标准","全不锈钢",1000,"昆明科奥特实验室设备有限公司",null,"中国","2011-11-01","教学","呈贡校区建设费","杨荣"]
[773,"化工原理实验室","20154d0506","实验室短程蒸馏仪","KDL-1","进料速度：0.1～0.4kg/h，蒸发器温度：最高250℃，蒸发面积：1.7dm2，冷凝面积：0.7dm2",209488.67,"德国UIC公司/北京赛普泰克有限公司（代理）","UIC","德国","2013-07-08","教学","德元贷款","陕绍云"]
[774,"化工原理实验室","2012003461","筛板精馏塔实验装置","BJLJ-B","筛板塔开孔率5%，全回流塔板效率30%-～60%",79800,"天津大学化工基础实验中心",null,"中国","2012-05-01","教学","呈贡校区建设费","陶军"]
[775,"化工原理实验室","2012003462","筛板精馏塔实验装置","BJLJ-B","筛板塔开孔率5%，全回流塔板效率30%-～60%",79800,"天津大学化工基础实验中心",null,"中国","2012-05-01","教学","呈贡校区建设费","陶军"]
[776,"化工原理实验室","2013411843","全自动表面张力仪","BZY-1","测试范围:0－400.0 mN/m",31000,"上海衡平仪器仪表厂","无","中国","2012-01-06","教学","中央财政专项资金","陶军"]
[777,"化工原理实验室","2015007815","氢气气瓶柜","900*425*1900mm","用1.2mm厚（含）以上镀锌钢板冲折焊接制作",5740,"昆明科奥特","*","中国","2014-10-15","教学","中央财政专项资金","陶军"]
[778,"化工原理实验室","2015007816","氢气气瓶柜","900*425*1900mm","用1.2mm厚（含）以上镀锌钢板冲折焊接制作",5740,"昆明科奥特","*","中国","2014-10-15","教学","中央财政专项资金","陶军"]
[779,"化工原理实验室","2011001978","器皿柜","1000*470*2000","铝木结构",1100,"昆明科奥特实验室设备有限公司",null,"中国","2011-11-01","教学","呈贡校区建设费","冯权莉"]
[780,"化工原理实验室","2011001979","器皿柜","1000*470*2000","铝木结构",1100,"昆明科奥特实验室设备有限公司",null,"中国","2011-11-01","教学","呈贡校区建设费","杨荣"]
[781,"化工原理实验室","2011001980","器皿柜","1000*470*2000","铝木结构",1100,"昆明科奥特实验室设备有限公司",null,"中国","2011-11-01","教学","呈贡校区建设费","杨荣"]
[782,"化工原理实验室","2011001981","器皿柜","1000*470*2000","铝木结构",1100,"昆明科奥特实验室设备有限公司",null,"中国","2011-11-01","教学","呈贡校区建设费","毛文元"]
[783,"化工原理实验室","2011001982","器皿柜","1000*470*2000","铝木结构",1100,"昆明科奥特实验室设备有限公司",null,"中国","2011-11-01","教学","呈贡校区建设费","毛文元"]
[784,"化工原理实验室","2011001983","器皿柜","1000*470*2000","铝木结构",1100,"昆明科奥特实验室设备有限公司",null,"中国","2011-11-01","教学","呈贡校区建设费","毛文元"]
[785,"化工原理实验室","2011001984","器皿柜","1000*470*2000","铝木结构",1100,"昆明科奥特实验室设备有限公司",null,"中国","2011-11-01","教学","呈贡校区建设费","杨荣"]
[786,"化工原理实验室","2013412464","气液平衡分析仪","VLE 100","操作温度:最高可达到250℃,操作压力:1.0",384800,"德国Pilodist公司","Pilodist","德国","2012-01-06","教学","中央财政专项资金","陶军"]
[787,"化工原理实验室","2013412935","黏度计","NDJ-8S","测量范围10-2*106mPa.基本误差±5%牛顿液体",4220,"上海精密科学仪器有限公司","上海精密","中国","2011-02-14","教学","呈贡校区建设费","陶军"]
[788,"化工原理实验室","2015003053","纳滤反渗透膜分离装置","NF100B","纳滤膜压力：0.6Mpa， 反渗透膜压力：0.6MP",35000,"浙江中控科教仪器设备有限公司","中控SUPCON","中国","2013-12-30","教学","中央财政专项资金","陶军"]
[789,"化工原理实验室","2014004499","毛细管柱","PEG-20M","60m×0.2mm×0.5 um,40℃-240℃",1800,"大连中汇达科学仪器有限公司","大连中汇达","中国","2014-10-08","教学","重点学科建设经费","顾丽莉"]
[790,"化工原理实验室","2011011291","脉冲萃取塔实验装置","BCQT-BM","萃取塔脉冲频率10次/分，水流量1--15L/h",47000,"天津大学化工基础实验中心",null,"中国","2011-12-01","教学","呈贡校区建设费","陶军"]
[791,"化工原理实验室","2011011292","脉冲萃取塔实验装置","BCQT-BM","萃取塔脉冲频率10次/分，水流量1--15L/h",47000,"天津大学化工基础实验中心",null,"中国","2011-12-01","教学","呈贡校区建设费","陶军"]
[792,"化工原理实验室","2012003463","脉冲萃取塔实验装置","BCQT-BM","萃取塔脉冲频率：10次/分",47000,"天津大学化工基础实验中心",null,"中国","2012-05-01","教学","呈贡校区建设费","陶军"]
[793,"化工原理实验室","2012003464","脉冲萃取塔实验装置","BCQT-BM","萃取塔脉冲频率：10次/分",47000,"天津大学化工基础实验中心",null,"中国","2012-05-01","教学","呈贡校区建设费","陶军"]
[794,"化工原理实验室","2016000058","铝瓶","8L","8L",1200,"成都宏锦化工有限公司","*","中国","2015-10-28","科研","科研费","彭健"]
[795,"化工原理实验室","2013000142","流体流线演示实验装置","LX100Y","可同时观察三种流动绕体，对象部分：2000*500*1458",33000,"浙江中控科教仪器设备有限公司",null,"中国","2013-01-01","教学","呈贡校区建设费","陶军"]
[796,"化工原理实验室","2013000143","流体流线演示实验装置","LX100Y","可同时观察三种流动绕体，对象部分：2000*500*1458",33000,"浙江中控科教仪器设备有限公司",null,"中国","2013-01-01","教学","呈贡校区建设费","陶军"]
[797,"化工原理实验室","20164d0255","流体力学综合实验装置","LB201D","20℃ 流量范围10-1000 L/h",64171.35,"天津大学","天大","中国","2013-07-08","教学","德元贷款"]
[798,"化工原理实验室","20164d0256","流体力学综合实验装置","LB201D","20℃ 流量范围10-1000 L/h",64171.35,"天津大学","天大","中国","2013-07-08","教学","德元贷款"]
[799,"化工原理实验室","2012002367","流化床干燥实验装置","LG100D","操作温度：50~80℃，进风量：0~90m3/h",41800,"浙江中控科教设备有限公司",null,"中国","2012-02-01","教学","呈贡校区建设费","陶军"]
[800,"化工原理实验室","2012002368","流化床干燥实验装置","LG100D","操作温度：50~80℃，进风量：0~90m3/h",41800,"浙江中控科教设备有限公司",null,"中国","2012-02-01","教学","呈贡校区建设费","陶军"]
[801,"化工原理实验室","2011011289","连续精馏数据采集实验装置","BJLJ-B","不锈钢筛板塔开孔率5%，全回流塔板效率30%---60%",57400,"天津大学化工基础实验中心",null,"中国","2011-12-01","教学","呈贡校区建设费","陶军"]
[802,"化工原理实验室","2011011290","连续精馏数据采集实验装置","BJLJ-B","不锈钢筛板塔开孔率5%，全回流塔板效率30%---60%",57400,"天津大学化工基础实验中心",null,"中国","2011-12-01","教学","呈贡校区建设费","陶军"]
[803,"化工原理实验室","2013000130","雷诺演示实验装置","LN100Y","雷诺数：500-5000，液体流量：25-250l/h",7800,"浙江中控科教仪器设备有限公司",null,"中国","2013-01-01","教学","呈贡校区建设费","陶军"]
[804,"化工原理实验室","2013000131","雷诺演示实验装置","LN100Y","雷诺数：500-5000，液体流量：25-250l/h",7800,"浙江中控科教仪器设备有限公司",null,"中国","2013-01-01","教学","呈贡校区建设费","陶军"]
[805,"化工原理实验室","11026426","快速干燥仪","TG200","干燥时间约5-20min",98700,"莱驰公司",null,"德国","2011-10-01","教学","呈贡校区建设费","杨荣"]
[806,"化工原理实验室","2013000128","空气-蒸汽给热系数测定实验装置","QQ200D","雷诺数Re：＜3.5×104",32800,"浙江中控科教仪器设备有限公司",null,"中国","2013-01-01","教学","呈贡校区建设费","陶军"]
[807,"化工原理实验室","2013000129","空气-蒸汽给热系数测定实验装置","QQ200D","雷诺数Re：＜3.5×104",32800,"浙江中控科教仪器设备有限公司",null,"中国","2013-01-01","教学","呈贡校区建设费","陶军"]
[808,"化工原理实验室","2015002895","精馏塔综合实训装置","MARS","1800 ×600 ×2300，5只计量泵，R3000",188000,"浙江中控科教仪器设备有限公司","中控SUPCON","中国","2013-01-06","教学","中央财政专项资金","杨荣"]
[809,"化工原理实验室","2015002896","精馏塔综合实训装置","MARS","1800 ×600 ×2300，5只计量泵，R3000",188000,"浙江中控科教仪器设备有限公司","中控SUPCON","中国","2013-01-06","教学","中央财政专项资金","杨荣"]
[810,"化工原理实验室","2015008289","结晶反应槽","Mecour","反应盒1 : 12 个位点，15mm 直径x 1",138730,"Mecour Temperature Control, LLC","*","美国","2012-01-06","科研","中央财政专项资金","顾丽莉"]
[811,"化工原理实验室","2016000059","减压阀","*","LEVEA不锈钢",1350,"杭州高研科技有限公司","YXGAS","中国","2015-10-28","科研","科研费","彭健"]
[812,"化工原理实验室","2016000060","减压阀","*","LEVEA不锈钢",1350,"杭州高研科技有限公司","YXGAS","中国","2015-10-28","科研","科研费","彭健"]
[813,"化工原理实验室","2015002893","甲苯歧化综合实训装置","UTM-PP","11400×3000×4000mm，柱温450,DCSEPA",1525000,"浙江中控科教仪器设备有限公司","中控SUPCON","中国","2013-01-06","教学","中央财政专项资金","杨荣"]
[814,"化工原理实验室","2013000132","机械能转化演示实验装置","NZ100Y","液体流量：160-1600l/h，温度：常温",9800,"浙江中控科教仪器设备有限公司",null,"中国","2013-01-01","教学","呈贡校区建设费","陶军"]
[815,"化工原理实验室","2013000133","机械能转化演示实验装置","NZ100Y","液体流量：160-1600l/h，温度：常温",9800,"浙江中控科教仪器设备有限公司",null,"中国","2013-01-01","教学","呈贡校区建设费","陶军"]
[816,"化工原理实验室","2011001969","货架","1200*550*2000","钢木结构",1050,"昆明科奥特实验室设备有限公司",null,"中国","2011-11-01","教学","呈贡校区建设费","赵榆林"]
[817,"化工原理实验室","2011001970","货架","1200*550*2000","钢木结构",1050,"昆明科奥特实验室设备有限公司",null,"中国","2011-11-01","教学","呈贡校区建设费","赵榆林"]
[818,"化工原理实验室","2011001971","货架","1200*550*2000","钢木结构",1050,"昆明科奥特实验室设备有限公司",null,"中国","2011-11-01","教学","呈贡校区建设费","赵榆林"]
[819,"化工原理实验室","2011001972","货架","1200*550*2000","钢木结构",1050,"昆明科奥特实验室设备有限公司",null,"中国","2011-11-01","教学","呈贡校区建设费","赵榆林"]
[820,"化工原理实验室","2011001973","货架","1200*550*2000","钢木结构",1050,"昆明科奥特实验室设备有限公司",null,"中国","2011-11-01","教学","呈贡校区建设费","赵榆林"]
[821,"化工原理实验室","20107336","回流比控制器","LST-4","0-999（S）",1250,"天津北洋求实精馏公司",null,"中国","2010-12-01","科研","科研费","顾丽莉"]
[822,"化工原理实验室","20154d0509","化学隔膜泵系统","MD 1C+AK+EK","排气速度 1.3 m3/h ，频率50Hz，最终到达真空度2mbar，测量范围：1080-1mbar，测量精度： <1 mbar",29317.75,"普兰德/北京博劢行仪器有限公司（代理）","VACUUBRAND","德国","2013-07-08","教学","德元贷款","顾丽莉"]
[823,"化工原理实验室","2011011282","化工流体过程综合实验装置","BLTZ-B","离心泵出口压力0--0.2MPa,泵扬程0--20m",52000,"天津大学化工基础实验中心",null,"中国","2011-12-01","教学","呈贡校区建设费","陶军"]
[824,"化工原理实验室","2011011283","化工流体过程综合实验装置","BLTZ-B","离心泵出口压力0--0.2MPa,泵扬程0--20m",52000,"天津大学化工基础实验中心",null,"中国","2011-12-01","教学","呈贡校区建设费","陶军"]
[825,"化工原理实验室","2011011284","化工流体过程综合实验装置","BLTZ-B","离心泵出口压力0--0.2MPa,泵扬程0--20m",52000,"天津大学化工基础实验中心",null,"中国","2011-12-01","教学","呈贡校区建设费","陶军"]
[826,"化工原理实验室","2011011285","化工流体过程综合实验装置","BLTZ-B","离心泵出口压力0--0.2MPa,泵扬程0--20m",52000,"天津大学化工基础实验中心",null,"中国","2011-12-01","教学","呈贡校区建设费","陶军"]
[827,"化工原理实验室","2012002269","化工传热综合实验装置","IC-CR-3","空气流量：4-40m3/h，空气温度：常温-60℃",47800,"天津睿智天成科技发展有限公司",null,"中国","2012-02-01","教学","呈贡校区建设费","陶军"]
[828,"化工原理实验室","2012002270","化工传热综合实验装置","IC-CR-3","空气流量：4-40m3/h，空气温度：常温-60℃",47800,"天津睿智天成科技发展有限公司",null,"中国","2012-02-01","教学","呈贡校区建设费","陶军"]
[829,"化工原理实验室","2013412934","红外烘箱","404-1","功率3KW频率50Hz红外线灯12只",3500,"上海实验仪器厂有限公司","上海实验仪器","中国","2011-02-14","教学","呈贡校区建设费","陶军"]
[830,"化工原理实验室","2016000126","烘箱","UNB500","20℃到250℃",10500,"云南嘉毅海澳斯技术开发有限公司","*","中国","2014-08-05","科研","科研费","张登峰"]
[831,"化工原理实验室","2011011286","恒压过滤实验装置","BHGL-BK","过滤压力0--0.3MPa,压缩性指数s0.1--0.3",41000,"天津大学化工基础实验中心",null,"中国","2011-12-01","教学","呈贡校区建设费","陶军"]
[832,"化工原理实验室","2012003459","恒压过滤实验装置","BLGL-BK","框厚度25mm，过滤面积 0.0475 m2",41000,"天津大学化工基础实验中心",null,"中国","2012-05-01","教学","呈贡校区建设费","陶军"]
[833,"化工原理实验室","2012003460","恒压过滤实验装置","BLGL-BK","框厚度25mm，过滤面积 0.0475 m2",41000,"天津大学化工基础实验中心",null,"中国","2012-05-01","教学","呈贡校区建设费","陶军"]
[834,"化工原理实验室","2012003467","管路拆装实训装置","GLCZ-BC3","管段1、管段2、管段3、管道过滤器DN32",25500,"天津大学化工基础实验中心",null,"中国","2012-05-01","教学","呈贡校区建设费","陶军"]
[835,"化工原理实验室","2012003468","管路拆装实训装置","GLCZ-BC3","管段1、管段2、管段3、管道过滤器DN32",25500,"天津大学化工基础实验中心",null,"中国","2012-05-01","教学","呈贡校区建设费","陶军"]
[836,"化工原理实验室","2012003469","管路拆装实训装置","GLCZ-BC3","管段1、管段2、管段3、管道过滤器DN32",25500,"天津大学化工基础实验中心",null,"中国","2012-05-01","教学","呈贡校区建设费","陶军"]
[837,"化工原理实验室","2012003470","管路拆装实训装置","GLCZ-BC3","管段1、管段2、管段3、管道过滤器DN32",25500,"天津大学化工基础实验中心",null,"中国","2012-05-01","教学","呈贡校区建设费","陶军"]
[838,"化工原理实验室","2013000138","固体流态化演示实验装置","LT100Y","气体流量：1-10Nm3/h，液体流量：16-160l/h",23000,"浙江中控科教仪器设备有限公司",null,"中国","2013-01-01","教学","呈贡校区建设费","陶军"]
[839,"化工原理实验室","2013000139","固体流态化演示实验装置","LT100Y","气体流量：1-10Nm3/h，液体流量：16-160l/h",23000,"浙江中控科教仪器设备有限公司",null,"中国","2013-01-01","教学","呈贡校区建设费","陶军"]
[840,"化工原理实验室","2015008287","隔膜真空泵","PC 610 NT","泵进气口带有溶剂回收瓶，防止水气、颗粒等进入泵体",67420,"VACUUBRAND GMBH + CO KG（德国Vacuubrand）","德国Vacuubrand","德国","2012-01-06","科研","中央财政专项资金","顾丽莉"]
[841,"化工原理实验室","2013000136","非均相分离演示实验装置","FF100Y","气体流量：0-90m3/h，温度：常温",16800,"浙江中控科教仪器设备有限公司",null,"中国","2013-01-01","教学","呈贡校区建设费","陶军"]
[842,"化工原理实验室","2013000137","非均相分离演示实验装置","FF100Y","气体流量：0-90m3/h，温度：常温",16800,"浙江中控科教仪器设备有限公司",null,"中国","2013-01-01","教学","呈贡校区建设费","陶军"]
[843,"化工原理实验室","2012006659","二元系统汽液平衡仪","JCH-101","加液量：250-300ml，",14000,"华东理工大学",null,"中国","2012-10-01","教学","教学设备费","夏举佩"]
[844,"化工原理实验室","2012006660","二元系统汽液平衡仪","JCH-101","加液量：250-300ml，",14000,"华东理工大学",null,"中国","2012-10-01","教学","教学设备费","夏举佩"]
[845,"化工原理实验室","2012006661","二元系统汽液平衡仪","JCH-101","加液量：250-300ml，",14000,"华东理工大学",null,"中国","2012-10-01","教学","教学设备费","夏举佩"]
[846,"化工原理实验室","2011011287","二氧化碳吸收解析实验装置","BTXS-BC","空气流量0.006---0.02m/s,填料塔压降0.6--",96500,"天津大学化工基础实验中心",null,"中国","2011-12-01","教学","呈贡校区建设费","陶军"]
[847,"化工原理实验室","2011011288","二氧化碳吸收解析实验装置","BTXS-BC","空气流量0.006---0.02m/s,填料塔压降0.6--",96500,"天津大学化工基础实验中心",null,"中国","2011-12-01","教学","呈贡校区建设费","陶军"]
[848,"化工原理实验室","2013003056","短程蒸馏仪及循环加热系统","KDL5","进料速度0.5—1.5kg/h，蒸发器温度350℃",492800,"德国UIC公司",null,"德国","2013-04-01","教学","教学设备费","陶军"]
[849,"化工原理实验室","2012002271","洞道干燥实验装置","DG100D","操作温度：50~80℃，进风量：0~13m3/min，湿物料",38600,"浙江中控科教设备有限公司",null,"中国","2012-02-01","教学","呈贡校区建设费","陶军"]
[850,"化工原理实验室","2012002272","洞道干燥实验装置","DG100D","操作温度：50~80℃，进风量：0~13m3/min，湿物料",38600,"浙江中控科教设备有限公司",null,"中国","2012-02-01","教学","呈贡校区建设费","陶军"]
[851,"化工原理实验室","2012002273","洞道干燥实验装置","DG100D","操作温度：50~80℃，进风量：0~13m3/min，湿物料",38600,"浙江中控科教设备有限公司",null,"中国","2012-02-01","教学","呈贡校区建设费","陶军"]
[852,"化工原理实验室","2012002274","洞道干燥实验装置","DG100D","操作温度：50~80℃，进风量：0~13m3/min，湿物料",38600,"浙江中控科教设备有限公司",null,"中国","2012-02-01","教学","呈贡校区建设费","陶军"]
[853,"化工原理实验室","2011010411","电子天平","AL204","可读性 0.1mg；最大称量值 210g",8180,"梅特勒-托利多",null,"中国","2011-12-01","教学","呈贡校区建设费","陶军"]
[854,"化工原理实验室","2011010412","电子天平","AL204","可读性 0.1mg；最大称量值 210g",8180,"梅特勒-托利多",null,"中国","2011-12-01","教学","呈贡校区建设费","陶军"]
[855,"化工原理实验室","2013411830","电子天平","BSA224S","量程(g)：220，可读性(g)：0.0001",17250,"赛多利斯科学仪器（北京）有限公司","赛多利斯","中国","2012-01-06","教学","中央财政专项资金","陶军"]
[856,"化工原理实验室","2013411831","电子天平","BSA224S","量程(g)：220，可读性(g)：0.0001",17250,"赛多利斯科学仪器（北京）有限公司","赛多利斯","中国","2012-01-06","教学","中央财政专项资金","陶军"]
[857,"化工原理实验室","20154d0508","电子天平","MS105DU","可读性：0.01/0.1mg，最大称量值：31/120g",17910.48,"梅特勒-托利多仪器（上海）有限公司","梅特勒-托利多","瑞士","2013-07-08","教学","德元贷款","顾丽莉"]
[858,"化工原理实验室","2012r291","电化学工作站","CH1660C","*",64724.7,"上海辰华仪器公司",null,"中国","2012-01-01","教学","日元贷款","赵榆林"]
[859,"化工原理实验室","2012002277","导热系数测定仪","DRX-II","导热系数测试范围：0.015~1.7w/m.k,准确度：±3",45900,"湘潭市仪器仪表有限公司",null,"中国","2012-02-01","教学","呈贡校区建设费","陶军"]
[860,"化工原理实验室","2011001953","单水池柜","900*750*800","钢木结构",1520,"昆明科奥特实验室设备有限公司",null,"中国","2011-11-01","教学","呈贡校区建设费","杨荣"]
[861,"化工原理实验室","2011001954","单水池柜","1200*750*800","钢木结构",1730,"昆明科奥特实验室设备有限公司",null,"中国","2011-11-01","教学","呈贡校区建设费","杨荣"]
[862,"化工原理实验室","2011001955","单水池柜","1200*750*800","钢木结构",1730,"昆明科奥特实验室设备有限公司",null,"中国","2011-11-01","教学","呈贡校区建设费","杨荣"]
[863,"化工原理实验室","2012006669","单釜与三釜串联仪","FY-101","三釜体积：0.8L，单釜体积:2.4L，搅拌转速0-500转",66740,"华东理工大学",null,"中国","2012-10-01","教学","教学设备费","夏举佩"]
[864,"化工原理实验室","2012006670","单釜与三釜串联仪","FY-101","三釜体积：0.8L，单釜体积:2.4L，搅拌转速0-500转",66740,"华东理工大学",null,"中国","2012-10-01","教学","教学设备费","夏举佩"]
[865,"化工原理实验室","2012006671","单釜与三釜串联仪","FY-101","三釜体积：0.8L，单釜体积:2.4L，搅拌转速0-500转",66740,"华东理工大学",null,"中国","2012-10-01","教学","教学设备费","夏举佩"]
[866,"化工原理实验室","2015002894","萃取操作实训装置","UTS-CQ","3700×2000×3600，C3000，监控仿真软件",122000,"浙江中控科教仪器设备有限公司","中控","中国","2013-01-06","教学","中央财政专项资金","陶军"]
[867,"化工原理实验室","20154d0507","程序增压快速溶剂萃取仪","MOD-05","超声波最大频率：38 kHz，超声波功率：额定功率3000W，工作温度在常温-80OC之间可调",165845.2,"GloBus公司/赛普泰克有限公司（代理）\r\n","GloBus","意大利","2013-07-08","教学","德元贷款","顾丽莉"]
[868,"化工原理实验室","2013411878","超临界二氧化碳萃取仪","SFE-500","流速≤50g/min；收集器500ml",319900,"美国Waters公司","Waters","美国","2012-01-06","教学","中央财政专项资金","陶军"]
[869,"化工原理实验室","2015007817","常规气瓶柜","900*425*1900mm","用1.2mm厚（含）以上镀锌钢板冲折焊接制作",3640,"昆明科奥特","*","中国","2014-10-15","教学","中央财政专项资金","陶军"]
[870,"化工原理实验室","2015007818","常规气瓶柜","900*425*1900mm","用1.2mm厚（含）以上镀锌钢板冲折焊接制作",3640,"昆明科奥特","*","中国","2014-10-15","教学","中央财政专项资金","陶军"]
[871,"化工原理实验室","2015007819","常规气瓶柜","900*425*1900mm","用1.2mm厚（含）以上镀锌钢板冲折焊接制作",3640,"昆明科奥特","*","中国","2014-10-15","教学","中央财政专项资金","陶军"]
[872,"化工原理实验室","2015007820","常规气瓶柜","900*425*1900mm","用1.2mm厚（含）以上镀锌钢板冲折焊接制作",3640,"昆明科奥特","*","中国","2014-10-15","教学","中央财政专项资金","陶军"]
[873,"化工原理实验室","2015008288","不锈钢水浴油浴","K12-CC-NR","即插即用的大屏幕液晶显示；TAC 控制模式",61850,"Peter Huber K?ltemaschinenbau GmbH(德国Huber)","Huber","德国","2012-01-06","科研","中央财政专项资金","顾丽莉"]
[874,"化工原理实验室","20164d0257","不锈钢常、减压精馏实验装置","BJLT-B2","塔体Ф32mm，高度：1500mm",94117.98,"津大学化工基础实验中心","天大","中国","2013-07-08","教学","德元贷款"]
[875,"化工原理实验室","2013412962","冰箱","BCD-206TS","双开门，总容积206L，冷冻室78L",2390,"青岛海尔集团","海尔","中国","2011-02-14","教学","呈贡校区建设费","赵榆林"]
[876,"化工原理实验室","2012002275","冰柜","DW-YW226A","总有效容积226L，储藏温度-10℃-25℃",3800,"中科美菱低温科技有限公司",null,"中国","2012-02-01","教学","呈贡校区建设费","陶军"]
[877,"化工原理实验室","2011002023","边实验台带2套水","5800*750*800","钢木结构",11500,"昆明科奥特实验室设备有限公司",null,"中国","2011-11-01","教学","呈贡校区建设费","杨荣"]
[878,"化工原理实验室","2011002024","边实验台带2套水","5800*750*800","钢木结构",11500,"昆明科奥特实验室设备有限公司",null,"中国","2011-11-01","教学","呈贡校区建设费","杨荣"]
[879,"化工原理实验室","2011002025","边实验台带2套水","5800*750*800","钢木结构",11500,"昆明科奥特实验室设备有限公司",null,"中国","2011-11-01","教学","呈贡校区建设费","杨荣"]
[880,"化工原理实验室","2011002026","边实验台带2套水","5800*750*800","钢木结构",11500,"昆明科奥特实验室设备有限公司",null,"中国","2011-11-01","教学","呈贡校区建设费","杨荣"]
[881,"化工原理实验室","2011002027","边实验台带2套水","5800*750*800","钢木结构",11500,"昆明科奥特实验室设备有限公司",null,"中国","2011-11-01","教学","呈贡校区建设费","杨荣"]
[882,"化工原理实验室","2011002028","边实验台带2套水","5800*750*800","钢木结构",11500,"昆明科奥特实验室设备有限公司",null,"中国","2011-11-01","教学","呈贡校区建设费","杨荣"]
[883,"化工原理实验室","2011002020","边实验台带1套水","10800*750*800","钢木结构",18600,"昆明科奥特实验室设备有限公司",null,"中国","2011-11-01","教学","呈贡校区建设费","杨荣"]
[884,"化工原理实验室","2011002022","边实验台带1套水","10800*750*800","钢木结构",18600,"昆明科奥特实验室设备有限公司",null,"中国","2011-11-01","教学","呈贡校区建设费","杨荣"]
[885,"化工原理实验室","2011001882","边实验台1套水","4800*750*800","钢木结构",5548,"昆明科奥特实验室设备有限公司",null,"中国","2011-11-01","教学","呈贡校区建设费","杨荣"]
[886,"化工原理实验室","2011002029","边实验台","6000*750*800","钢木结构",10590,"昆明科奥特实验室设备有限公司",null,"中国","2011-11-01","教学","呈贡校区建设费","杨荣"]
[887,"化工原理实验室","2011002030","边实验台","6000*750*800","钢木结构",10590,"昆明科奥特实验室设备有限公司",null,"中国","2011-11-01","教学","呈贡校区建设费","杨荣"]
[888,"化工原理实验室","2011002031","边实验台","3000*750*800","钢木结构",3180,"昆明科奥特实验室设备有限公司",null,"中国","2011-11-01","教学","呈贡校区建设费","杨荣"]
[889,"化工原理实验室","2011002032","边实验台","3000*750*800","钢木结构",3180,"昆明科奥特实验室设备有限公司",null,"中国","2011-11-01","教学","呈贡校区建设费","杨荣"]
[890,"化工原理实验室","2011002033","边实验台","3000*750*800","钢木结构",3180,"昆明科奥特实验室设备有限公司",null,"中国","2011-11-01","教学","呈贡校区建设费","杨荣"]
[891,"化工原理实验室","2011002034","边实验台","4800*750*800","钢木结构",7680,"昆明科奥特实验室设备有限公司",null,"中国","2011-11-01","教学","呈贡校区建设费","杨荣"]
[892,"化工原理实验室","2011002035","边实验台","4800*750*800","钢木结构",7680,"昆明科奥特实验室设备有限公司",null,"中国","2011-11-01","教学","呈贡校区建设费","杨荣"]
[893,"化工原理实验室","2011002036","边实验台","4800*750*800","钢木结构",7680,"昆明科奥特实验室设备有限公司",null,"中国","2011-11-01","教学","呈贡校区建设费","杨荣"]
[894,"化工原理实验室","20110223","笔记本电脑","HP G42-474TX","CPU4.2G/2G/120G/14\"",4150,"惠普公司",null,"中国","2011-02-01","科研","科研费","顾丽莉"]
[895,"化工原理实验室","2013411832","饱和蒸气压测定实验装置","DPCY-2C","测量范围：0~-101.30KPa",6750,"南京南大万和科技有限公司","无","中国","2012-01-06","教学","中央财政专项资金","陶军"]
[896,"化工原理实验室","2013411833","饱和蒸气压测定实验装置","DPCY-2C","测量范围：0~-101.30KPa",6750,"南京南大万和科技有限公司","无","中国","2012-01-06","教学","中央财政专项资金","陶军"]
[897,"化工原理实验室","2013000140","板式塔流体力学演示实验装置","BT100Y","液体流量：40-400l/h，气体流量：10-100m3/h",18000,"浙江中控科教仪器设备有限公司",null,"中国","2013-01-01","教学","呈贡校区建设费","陶军"]
[898,"化工原理实验室","2013000141","板式塔流体力学演示实验装置","BT100Y","液体流量：40-400l/h，气体流量：10-100m3/h",18000,"浙江中控科教仪器设备有限公司",null,"中国","2013-01-01","教学","呈贡校区建设费","陶军"]
[899,"化工原理实验室","20022796","LBP-810","*","*",2300,"*",null,"中国","2002-04-01","科研","教学设备费","顾丽莉"]
[900,"化学工程与工艺专业实验室","2016012554","组合式冲淋洗眼器","XSD-7712","材质：不锈钢  喷头:PP材质",4500,"浙江希诗顿科教设备有限公司","希诗顿","中国","2016-07-12","教学","中央财政专项资金","陈卓"]
[901,"化学工程与工艺专业实验室","2016012555","组合式冲淋洗眼器","XSD-7712","材质：不锈钢  喷头:PP材质",4500,"浙江希诗顿科教设备有限公司","希诗顿","中国","2016-07-12","教学","中央财政专项资金","陈卓"]
[902,"化学工程与工艺专业实验室","2016012556","组合式冲淋洗眼器","XSD-7712","材质：不锈钢  喷头:PP材质",4500,"浙江希诗顿科教设备有限公司","希诗顿","中国","2016-07-12","教学","中央财政专项资金","陈卓"]
[903,"化学工程与工艺专业实验室","2014003362","紫外可见分光光度计","UV-6000","波长范围：190～1100nm,大屏幕扫描型",18000,"上海元析仪器有限公司","上海元析","中国","2013-07-12","教学","中央财政专项资金","苏毅"]
[904,"化学工程与工艺专业实验室","2015003633","紫外可见分光光度计","普析T6-PC","190～1100nm,波长重复性：≤0.2nm,",19000,"北京普析通用仪器有限责任公司","北京普析通用仪器有限责任公司","中国","2014-12-02","科研","科研费","苏红莹"]
[905,"化学工程与工艺专业实验室","90023332","紫外可见分光光度计","UV-1800PC","波长范围190-1100nm",13000,"安合监科技有限公司",null,"中国","2009-11-01","科研","科研费","贾庆明"]
[906,"化学工程与工艺专业实验室","2011001255","资料柜","1000*470*2000","铝木结构",1000,"昆明科奥特实验室设备有限公司",null,"中国","2011-11-01","教学","呈贡校区建设费","夏举佩"]
[907,"化学工程与工艺专业实验室","2011001256","资料柜","1000*470*2000","铝木结构",1000,"昆明科奥特实验室设备有限公司",null,"中国","2011-11-01","教学","呈贡校区建设费","夏举佩"]
[908,"化学工程与工艺专业实验室","2011001257","资料柜","1000*470*2000","铝木结构",1000,"昆明科奥特实验室设备有限公司",null,"中国","2011-11-01","教学","呈贡校区建设费","夏举佩"]
[909,"化学工程与工艺专业实验室","2011001258","资料柜","1000*470*2000","铝木结构",1000,"昆明科奥特实验室设备有限公司",null,"中国","2011-11-01","教学","呈贡校区建设费","夏举佩"]
[910,"化学工程与工艺专业实验室","2011001259","资料柜","1000*470*2000","铝木结构",1000,"昆明科奥特实验室设备有限公司",null,"中国","2011-11-01","教学","呈贡校区建设费","夏举佩"]
[911,"化学工程与工艺专业实验室","2011001260","资料柜","1000*470*2000","铝木结构",1000,"昆明科奥特实验室设备有限公司",null,"中国","2011-11-01","教学","呈贡校区建设费","夏举佩"]
[912,"化学工程与工艺专业实验室","2011001261","资料柜","1000*470*2000","铝木结构",1000,"昆明科奥特实验室设备有限公司",null,"中国","2011-11-01","教学","呈贡校区建设费","夏举佩"]
[913,"化学工程与工艺专业实验室","2011001262","资料柜","1000*470*2000","铝木结构",1000,"昆明科奥特实验室设备有限公司",null,"中国","2011-11-01","教学","呈贡校区建设费","夏举佩"]
[914,"化学工程与工艺专业实验室","2017004330","锥形量热仪","菲尼克斯PX-07-007","样品盒可放置最大100mm*50mm的样品",450000,"苏州菲尼克斯质检仪器有限公司","菲尼克斯","中国","2015-10-13","科研","人才引进费","谢德龙"]
[915,"化学工程与工艺专业实验室","20072798","转鼓实验机","MK-8","转速25r/min 100r/min",14500,"鹤壁华泰仪器仪表公司",null,"中国","2007-09-01","教学","教学设备费","刘晓波"]
[916,"化学工程与工艺专业实验室","2011001417","中央仪器台","7200*1000*800","钢木结构",15264,"昆明科奥特实验室设备有限公司",null,"中国","2011-11-01","教学","呈贡校区建设费","贾庆明"]
[917,"化学工程与工艺专业实验室","2011001038","中央台（带试剂架，4套水）","4200*1500*800","钢木结构",13224,"昆明科奥特实验室设备有限公司",null,"中国","2011-11-01","教学","呈贡校区建设费","夏举佩"]
[918,"化学工程与工艺专业实验室","2011001039","中央台（带试剂架，4套水）","4200*1500*800","钢木结构",13224,"昆明科奥特实验室设备有限公司",null,"中国","2011-11-01","教学","呈贡校区建设费","夏举佩"]
[919,"化学工程与工艺专业实验室","2011001040","中央台（带试剂架，4套水）","4200*1500*800","钢木结构",13224,"昆明科奥特实验室设备有限公司",null,"中国","2011-11-01","教学","呈贡校区建设费","夏举佩"]
[920,"化学工程与工艺专业实验室","2011001041","中央实验台（带试剂架、4套水）","4800*1500*800","钢木结构",13956,"昆明科奥特实验室设备有限公司",null,"中国","2011-11-01","教学","呈贡校区建设费","夏举佩"]
[921,"化学工程与工艺专业实验室","2011001042","中央实验台（带试剂架、4套水）","4800*1500*800","钢木结构",13956,"昆明科奥特实验室设备有限公司",null,"中国","2011-11-01","教学","呈贡校区建设费","夏举佩"]
[922,"化学工程与工艺专业实验室","2011001052","中央实验台（带试剂架、4套水）","5500*1500*800","钢木结构",15180,"昆明科奥特实验室设备有限公司",null,"中国","2011-11-01","教学","呈贡校区建设费","夏举佩"]
[923,"化学工程与工艺专业实验室","2011001053","中央实验台（带试剂架、4套水）","5500*1500*800","钢木结构",15180,"昆明科奥特实验室设备有限公司",null,"中国","2011-11-01","教学","呈贡校区建设费","夏举佩"]
[924,"化学工程与工艺专业实验室","2011001054","中央实验台（带试剂架、4套水）","5000*1500*800","钢木结构",13920,"昆明科奥特实验室设备有限公司",null,"中国","2011-11-01","教学","呈贡校区建设费","夏举佩"]
[925,"化学工程与工艺专业实验室","2011001055","中央实验台（带试剂架、4套水）","6000*1500*800","钢木结构",17925,"昆明科奥特实验室设备有限公司",null,"中国","2011-11-01","教学","呈贡校区建设费","夏举佩"]
[926,"化学工程与工艺专业实验室","2011001056","中央实验台（带试剂架、4套水）","6000*1500*800","钢木结构",17925,"昆明科奥特实验室设备有限公司",null,"中国","2011-11-01","教学","呈贡校区建设费","夏举佩"]
[927,"化学工程与工艺专业实验室","2011001058","中央实验台（带试剂架、4套水）","6000*1500*800","钢木结构",17925,"昆明科奥特实验室设备有限公司",null,"中国","2011-11-01","教学","呈贡校区建设费","夏举佩"]
[928,"化学工程与工艺专业实验室","2011001060","中央实验台（带试剂架、4套水）","6500*1500*800","钢木结构",17700,"昆明科奥特实验室设备有限公司",null,"中国","2011-11-01","教学","呈贡校区建设费","夏举佩"]
[929,"化学工程与工艺专业实验室","2011001044","中央实验台（带试剂架、2套水）","4800*1500*800","钢木结构",13944,"昆明科奥特实验室设备有限公司",null,"中国","2011-11-01","教学","呈贡校区建设费","夏举佩"]
[930,"化学工程与工艺专业实验室","2011001045","中央实验台（带试剂架、2套水）","4800*1500*800","钢木结构",13944,"昆明科奥特实验室设备有限公司",null,"中国","2011-11-01","教学","呈贡校区建设费","夏举佩"]
[931,"化学工程与工艺专业实验室","2011001046","中央实验台（带试剂架、2套水）","4800*1500*800","钢木结构",13944,"昆明科奥特实验室设备有限公司",null,"中国","2011-11-01","教学","呈贡校区建设费","夏举佩"]
[932,"化学工程与工艺专业实验室","2011001047","中央实验台（带试剂架、2套水）","4800*1500*800","钢木结构",13944,"昆明科奥特实验室设备有限公司",null,"中国","2011-11-01","教学","呈贡校区建设费","夏举佩"]
[933,"化学工程与工艺专业实验室","2011001048","中央实验台（带试剂架、2套水）","3600*1500*800","钢木结构",9732,"昆明科奥特实验室设备有限公司",null,"中国","2011-11-01","教学","呈贡校区建设费","夏举佩"]
[934,"化学工程与工艺专业实验室","2011001049","中央实验台（带试剂架、2套水）","3600*1500*800","钢木结构",8220,"昆明科奥特实验室设备有限公司",null,"中国","2011-11-01","教学","呈贡校区建设费","夏举佩"]
[935,"化学工程与工艺专业实验室","2011001050","中央实验台（带试剂架、2套水）","3600*1500*800","钢木结构",8220,"昆明科奥特实验室设备有限公司",null,"中国","2011-11-01","教学","呈贡校区建设费","夏举佩"]
[936,"化学工程与工艺专业实验室","2011001392","中央实验台（带试剂架、2套水）","4800*1500*800","钢木结构",12756,"昆明科奥特实验室设备有限公司",null,"中国","2011-11-01","教学","呈贡校区建设费","贾庆明"]
[937,"化学工程与工艺专业实验室","2011001051","中央实验台（带试剂架、1套水）","3000*1500*800","钢木结构",7780,"昆明科奥特实验室设备有限公司",null,"中国","2011-11-01","教学","呈贡校区建设费","夏举佩"]
[938,"化学工程与工艺专业实验室","2011006075","中央实验台（带4套水具，带试剂架）","7200*1500*820","钢木结构",17580,"长沙行知教学实验室设备实业有限公司",null,"中国","2011-11-01","教学","呈贡校区建设费","陈卓"]
[939,"化学工程与工艺专业实验室","2011006076","中央实验台（带4套水具，带试剂架）","7200*1500*820","钢木结构",17580,"长沙行知教学实验室设备实业有限公司",null,"中国","2011-11-01","教学","呈贡校区建设费","陈卓"]
[940,"化学工程与工艺专业实验室","2011006077","中央实验台（带4套水具，带试剂架）","7200*1500*820","钢木结构",17580,"长沙行知教学实验室设备实业有限公司",null,"中国","2011-11-01","教学","呈贡校区建设费","陈卓"]
[941,"化学工程与工艺专业实验室","2011001059","中央实验台（带2套水）","6000*1000*800","钢木结构",13620,"昆明科奥特实验室设备有限公司",null,"中国","2011-11-01","教学","呈贡校区建设费","夏举佩"]
[942,"化学工程与工艺专业实验室","11027152","中央实验台","塑钢支架，复合面板","6000*1500*800mm",11000,"昆明科奥特实验室公司",null,"中国","2011-11-01","科研","科研费","夏举佩"]
[943,"化学工程与工艺专业实验室","2014000748","智能温度控制器","AI-708PFK1L0-25A-D1","最大温度1200摄氏度",1700,"厦门宇电自动化科技有限公司","厦宇","中国","2013-03-25","科研","科研费","廉培超"]
[944,"化学工程与工艺专业实验室","2014003429","智能超声波清洗器","DL-120B","容积：3L",2400,"上海之信仪器有限公司","上海之信","中国","2013-07-12","教学","中央财政专项资金","唐辉"]
[945,"化学工程与工艺专业实验室","2014003426","正相手性液相色谱柱","CHIRALPAK？ AS-H","填料粒径：5 um",14500,"大赛璐药物手性技术（上海）有限公司","大赛璐","中国","2013-07-12","教学","中央财政专项资金","蒋丽红"]
[946,"化学工程与工艺专业实验室","2014003427","正相手性液相色谱柱","CHIRALPAK？ AS-H","填料粒径：5 um",14500,"大赛璐药物手性技术（上海）有限公司","大赛璐","中国","2013-07-12","教学","中央财政专项资金","蒋丽红"]
[947,"化学工程与工艺专业实验室","2014003428","正相手性液相色谱柱","CHIRALPAK？ AS-H","填料粒径：5 um",14500,"大赛璐药物手性技术（上海）有限公司","大赛璐","中国","2013-07-12","教学","中央财政专项资金","蒋丽红"]
[948,"化学工程与工艺专业实验室","20164d0192","蒸压釜","φ1000×2000","直径1000 mm，长度2000 mm，机械式单开门，卧式。额定工作压力：1.25 MPa",46738.14,"河南省太锅锅炉制造有限公司","太锅","中国","2013-07-08","教学","德元贷款","夏举佩"]
[949,"化学工程与工艺专业实验室","20101397","蒸馏水器","5L","*",1200,"北京永光明医疗仪器厂",null,"中国","2010-04-01","科研","科研费","贾庆明"]
[950,"化学工程与工艺专业实验室","20072802","振动筛","SZH-4","振击频率：140次/分钟",3800,"鹤壁华泰仪器仪表公司",null,"中国","2007-09-01","教学","教学设备费","夏举佩"]
[951,"化学工程与工艺专业实验室","20072803","振动筛","SZH-4","振击频率：140次/分钟",3800,"鹤壁华泰仪器仪表公司",null,"中国","2007-09-01","教学","教学设备费","夏举佩"]
[952,"化学工程与工艺专业实验室","2017004333","真空气氛管式电炉","SK-G06123K（1200度纤维开启","程序控温，可编辑40-50段程序控温。",18000,"天津市中环实验电炉有限公司","天津中环","中国","2015-10-13","科研","人才引进费","谢德龙"]
[953,"化学工程与工艺专业实验室","20075320","真空干燥箱","DZF-1","控温50-250℃功率0.33",2500,"北京永光明医疗仪器厂",null,"中国","2007-12-01","教学","教学设备费","夏举佩"]
[954,"化学工程与工艺专业实验室","20080474","真空干燥箱","DZF-6021","最高使用温度300℃",2650,"上海中友科学仪器公司",null,"中国","2008-03-01","科研","科研费","陕绍云"]
[955,"化学工程与工艺专业实验室","2013412965","真空干燥箱","DZF-6021","RT+10-200℃真空度133Pa波动±1℃分辨率0.1℃",1880,"上海一恒科技有限公司","一恒科技","中国","2011-02-14","教学","呈贡校区建设费","唐辉"]
[956,"化学工程与工艺专业实验室","2013414193","真空干燥箱","DZF－6021","真空度小于133Pa",1800,"上海齐欣科学仪器有限公司","上海齐欣","中国","2013-09-18","科研","科研费","廉培超"]
[957,"化学工程与工艺专业实验室","2014000809","真空干燥箱","2K-72B","220V,1.5KW",9200,"上海实验仪器厂有限公司","双五金","中国","2014-02-17","科研","重点学科建设经费","蒋丽红"]
[958,"化学工程与工艺专业实验室","2015014815","真空干燥箱","DZF6050B","600W，10-65℃",4290,"上海一恒科学仪器有限公司","一恒","中国","2015-03-10","科研","重点学科建设经费","梅毅"]
[959,"化学工程与工艺专业实验室","20164d0175","真空干燥箱","BPZ-6123LC","电源：220V-50Hz、2400W、温度范围：RT＋10℃﹣200℃",19251.41,"上海一恒科学仪器有限公司","一恒","中国","2013-07-08","教学","德元贷款"]
[960,"化学工程与工艺专业实验室","20164d0176","真空干燥箱","BPZ-6123LC","电源：220V-50Hz、2400W、温度范围：RT＋10℃﹣200℃",19251.41,"上海一恒科学仪器有限公司","一恒","中国","2013-07-08","教学","德元贷款"]
[961,"化学工程与工艺专业实验室","20164d0177","真空干燥箱","BPZ-6123LC","电源：220V-50Hz、2400W、温度范围：RT＋10℃﹣200℃",19251.41,"上海一恒科学仪器有限公司","一恒","中国","2013-07-08","教学","德元贷款"]
[962,"化学工程与工艺专业实验室","20164d0178","真空干燥箱","BPZ-6123LC","电源：220V-50Hz、2400W、温度范围：RT＋10℃﹣200℃",19251.41,"上海一恒科学仪器有限公司","一恒","中国","2013-07-08","教学","德元贷款"]
[963,"化学工程与工艺专业实验室","20164d0179","真空干燥箱","BPZ-6123LC","电源：220V-50Hz、2400W、温度范围：RT＋10℃﹣200℃",19251.41,"上海一恒科学仪器有限公司","一恒","中国","2013-07-08","教学","德元贷款"]
[964,"化学工程与工艺专业实验室","20164d0180","真空干燥箱","BPZ-6123LC","电源：220V-50Hz、2400W、温度范围：RT＋10℃﹣200℃",19251.41,"上海一恒科学仪器有限公司","一恒","中国","2013-07-08","教学","德元贷款"]
[965,"化学工程与工艺专业实验室","80027584","真空干燥箱","BP2-6123","工作尺寸:500*500*500",14600,"上海一恒科技公司",null,"中国","2008-12-01","教学","教学设备费","李沪萍"]
[966,"化学工程与工艺专业实验室","80027585","真空干燥箱","BP2-6123","工作尺寸:500*500*500",14600,"上海一恒科技公司",null,"中国","2008-12-01","教学","教学设备费","蒋丽红"]
[967,"化学工程与工艺专业实验室","20065778","真空泵","SHZ-D-III","循环水",1550,"河南巩义科仪厂",null,"中国","2006-12-01","教学","教学设备费","夏举佩"]
[968,"化学工程与工艺专业实验室","20065779","真空泵","SHZ-D-III","循环水",1550,"河南巩义科仪厂",null,"中国","2006-12-01","教学","教学设备费","夏举佩"]
[969,"化学工程与工艺专业实验室","20101398","真空泵","循环水式","3L",2800,"天津科学器材公司",null,"中国","2010-04-01","科研","科研费","贾庆明"]
[970,"化学工程与工艺专业实验室","20106003","真空泵","SHZ-D-222","双表双抽头",1200,"巩义予华仪器公司",null,"中国","2010-11-01","教学","教学设备费","夏举佩"]
[971,"化学工程与工艺专业实验室","20106004","真空泵","SHZ-D-222","双表双抽头",1200,"巩义予华仪器公司",null,"中国","2010-11-01","教学","教学设备费","夏举佩"]
[972,"化学工程与工艺专业实验室","2014000807","真空泵","2X-4","0.55KW,1400r/m",1450,"上海鑫磊真空设备有限公司","鑫磊","中国","2013-11-22","科研","重点学科建设经费","蒋丽红"]
[973,"化学工程与工艺专业实验室","2011001114","罩体式通风罩","1500*800*1500","钢木结构",4590,"昆明科奥特实验室设备有限公司",null,"中国","2011-11-01","教学","呈贡校区建设费","夏举佩"]
[974,"化学工程与工艺专业实验室","2011001115","罩体式通风罩","1500*800*1500","钢木结构",4590,"昆明科奥特实验室设备有限公司",null,"中国","2011-11-01","教学","呈贡校区建设费","夏举佩"]
[975,"化学工程与工艺专业实验室","2011001117","罩体式通风罩","1500*800*1500","钢木结构",4590,"昆明科奥特实验室设备有限公司",null,"中国","2011-11-01","教学","呈贡校区建设费","夏举佩"]
[976,"化学工程与工艺专业实验室","2011001118","罩体式通风罩","1500*800*1500","钢木结构",4590,"昆明科奥特实验室设备有限公司",null,"中国","2011-11-01","教学","呈贡校区建设费","夏举佩"]
[977,"化学工程与工艺专业实验室","2014003425","匀胶机","CPN-SC-100","匀胶速度：0～8000rmp可调,含无油真空泵和托盘",6500,"中普尼智能科技有限公司","中普尼","中国","2013-07-12","教学","中央财政专项资金","唐辉"]
[978,"化学工程与工艺专业实验室","2011001422","原子吸收罩","400*400","全不锈钢",1200,"昆明科奥特实验室设备有限公司",null,"中国","2011-11-01","教学","呈贡校区建设费","贾庆明"]
[979,"化学工程与工艺专业实验室","2011001423","原子吸收罩","400*400","全不锈钢",1200,"昆明科奥特实验室设备有限公司",null,"中国","2011-11-01","教学","呈贡校区建设费","贾庆明"]
[980,"化学工程与工艺专业实验室","2015014810","原子吸收分光光度计","WFX-320","190-900nm",69210,"北京瑞利分析仪器有限公司","瑞利","中国","2015-03-10","科研","重点学科建设经费","梅毅"]
[981,"化学工程与工艺专业实验室","2017004316","乙炔减压阀","乙炔减压阀","材质：不锈钢316",1500,"江苏方华阀门充灌设备有限公司","方华","中国","2015-10-13","科研","人才引进费","谢德龙"]
[982,"化学工程与工艺专业实验室","20154d0437","乙苯脱氢制苯乙烯设备","GY-202","脱氢反应温度540～600℃；蒸馏水加料速度：0.75 mL/min；乙苯加料速度：0.5 mL/min；即可手动控制，又可在线控制。",51337.08,"华东理工大学化学工程与工艺实验中心","ECUST","中国","2013-07-08","教学","德元贷款","陈卓"]
[983,"化学工程与工艺专业实验室","2017004315","一氧化氮减压阀","一氧化碳减压阀","压力表：25Mpa/0.6Mpa",1500,"江苏方华阀门充灌设备有限公司","方华","中国","2015-10-13","科研","人才引进费","谢德龙"]
[984,"化学工程与工艺专业实验室","20154d0434","液-液平衡数据测定装置","JCH-201","实验控制温度：25℃；最高使用温度：50℃；使用温度范围：0～50℃，恒温室尺寸：500×300×40",9732.66,"华东理工大学化学工程与工艺实验中心","ECUST","中国","2013-07-08","教学","德元贷款","陈卓"]
[985,"化学工程与工艺专业实验室","20154d0435","液-液平衡数据测定装置","JCH-201","实验控制温度：25℃；最高使用温度：50℃；使用温度范围：0～50℃，恒温室尺寸：500×300×40",9732.66,"华东理工大学化学工程与工艺实验中心","ECUST","中国","2013-07-08","教学","德元贷款","陈卓"]
[986,"化学工程与工艺专业实验室","20154d0436","液-液平衡数据测定装置","JCH-201","实验控制温度：25℃；最高使用温度：50℃；使用温度范围：0～50℃，恒温室尺寸：500×300×40",9732.66,"华东理工大学化学工程与工艺实验中心","ECUST","中国","2013-07-08","教学","德元贷款","陈卓"]
[987,"化学工程与工艺专业实验室","20164d0193","液压振动成型机","QFT3-15","电源：380V-50Hz、2000型",122460.33,"西安银马实业发展有限公司","美洲豹2000","中国","2013-07-08","教学","德元贷款"]
[988,"化学工程与工艺专业实验室","2014004643","液压封口机","JK－YYFK－20","85MPa",5000,"深圳晶科诺尔自动化科技有限公司","深圳晶科","中国","2014-11-04","科研","科研费","廉培超"]
[989,"化学工程与工艺专业实验室","2014003430","液相色谱柱","CHIRALPAK？ IC","填料粒径：5 um",15800,"大赛璐药物手性技术（上海）有限公司","大赛璐","中国","2013-07-12","教学","中央财政专项资金","蒋丽红"]
[990,"化学工程与工艺专业实验室","2014003431","液相色谱柱","CHIRALPAK？ IC","填料粒径：5 um",15800,"大赛璐药物手性技术（上海）有限公司","大赛璐","中国","2013-07-12","教学","中央财政专项资金","蒋丽红"]
[991,"化学工程与工艺专业实验室","2014003432","液相色谱柱","CHIRALPAK？ IC","填料粒径：5 um",15800,"大赛璐药物手性技术（上海）有限公司","大赛璐","中国","2013-07-12","教学","中央财政专项资金","蒋丽红"]
[992,"化学工程与工艺专业实验室","2014003433","液相色谱柱","CHIRALPAK？ IC","填料粒径：5 um",15800,"大赛璐药物手性技术（上海）有限公司","大赛璐","中国","2013-07-12","教学","中央财政专项资金","蒋丽红"]
[993,"化学工程与工艺专业实验室","20090684","液相色谱","安捷伦1200","流速＜0.07％RSD",299880,"安捷伦公司",null,"美国","2009-03-01","教学","教学设备费","赵榆林"]
[994,"化学工程与工艺专业实验室","20154d0428","液膜分离实验设备","FL-301","醋酸脱除率：70％；电压：220V；电流：15A",19251.41,"华东理工大学化学工程与工艺实验中心","ECUST","中国","2013-07-08","教学","德元贷款","陈卓"]
[995,"化学工程与工艺专业实验室","20154d0429","液膜分离实验设备","FL-301","醋酸脱除率：70％；电压：220V；电流：15A",19251.41,"华东理工大学化学工程与工艺实验中心","ECUST","中国","2013-07-08","教学","德元贷款","陈卓"]
[996,"化学工程与工艺专业实验室","20154d0430","液膜分离实验设备","FL-301","醋酸脱除率：70％；电压：220V；电流：15A",19251.41,"华东理工大学化学工程与工艺实验中心","ECUST","中国","2013-07-08","教学","德元贷款","陈卓"]
[997,"化学工程与工艺专业实验室","2017003986","液氮制冷高灵敏度检测器","布鲁克BRUKERMCT","TGA-IR或GC-IR联用软件包，windows XP ",100000,"BRUKER OPTIK GMBH(德国，布鲁克)","布鲁克","德国","2015-11-26","科研","人才引进费","谢德龙"]
[998,"化学工程与工艺专业实验室","2011001187","药品柜","1000*470*2000","铝木结构",1000,"昆明科奥特实验室设备有限公司",null,"中国","2011-11-01","教学","呈贡校区建设费","夏举佩"]
[999,"化学工程与工艺专业实验室","2011001188","药品柜","1000*470*2000","铝木结构",1000,"昆明科奥特实验室设备有限公司",null,"中国","2011-11-01","教学","呈贡校区建设费","夏举佩"]
[1000,"化学工程与工艺专业实验室","2011001189","药品柜","1000*470*2000","铝木结构",1000,"昆明科奥特实验室设备有限公司",null,"中国","2011-11-01","教学","呈贡校区建设费","夏举佩"]
[1001,"化学工程与工艺专业实验室","2011001190","药品柜","1000*470*2000","铝木结构",1000,"昆明科奥特实验室设备有限公司",null,"中国","2011-11-01","教学","呈贡校区建设费","夏举佩"]
[1002,"化学工程与工艺专业实验室","2011001191","药品柜","1000*470*2000","铝木结构",1000,"昆明科奥特实验室设备有限公司",null,"中国","2011-11-01","教学","呈贡校区建设费","夏举佩"]
[1003,"化学工程与工艺专业实验室","2011001192","药品柜","1000*470*2000","铝木结构",1000,"昆明科奥特实验室设备有限公司",null,"中国","2011-11-01","教学","呈贡校区建设费","夏举佩"]
[1004,"化学工程与工艺专业实验室","2011001193","药品柜","1000*470*2000","铝木结构",1000,"昆明科奥特实验室设备有限公司",null,"中国","2011-11-01","教学","呈贡校区建设费","夏举佩"]
[1005,"化学工程与工艺专业实验室","2011001194","药品柜","1000*470*2000","铝木结构",1000,"昆明科奥特实验室设备有限公司",null,"中国","2011-11-01","教学","呈贡校区建设费","夏举佩"]
[1006,"化学工程与工艺专业实验室","2011001195","药品柜","1000*470*2000","铝木结构",1000,"昆明科奥特实验室设备有限公司",null,"中国","2011-11-01","教学","呈贡校区建设费","夏举佩"]
[1007,"化学工程与工艺专业实验室","2011001196","药品柜","1000*470*2000","铝木结构",1000,"昆明科奥特实验室设备有限公司",null,"中国","2011-11-01","教学","呈贡校区建设费","夏举佩"]
[1008,"化学工程与工艺专业实验室","2011001197","药品柜","1000*470*2000","铝木结构",1000,"昆明科奥特实验室设备有限公司",null,"中国","2011-11-01","教学","呈贡校区建设费","夏举佩"]
[1009,"化学工程与工艺专业实验室","2011001198","药品柜","1000*470*2000","铝木结构",1000,"昆明科奥特实验室设备有限公司",null,"中国","2011-11-01","教学","呈贡校区建设费","夏举佩"]
[1010,"化学工程与工艺专业实验室","2011001199","药品柜","1000*470*2000","铝木结构",1000,"昆明科奥特实验室设备有限公司",null,"中国","2011-11-01","教学","呈贡校区建设费","夏举佩"]
[1011,"化学工程与工艺专业实验室","2011001200","药品柜","1000*470*2000","铝木结构",1000,"昆明科奥特实验室设备有限公司",null,"中国","2011-11-01","教学","呈贡校区建设费","夏举佩"]
[1012,"化学工程与工艺专业实验室","2011001201","药品柜","1000*470*2000","铝木结构",1000,"昆明科奥特实验室设备有限公司",null,"中国","2011-11-01","教学","呈贡校区建设费","夏举佩"]
[1013,"化学工程与工艺专业实验室","2011001202","药品柜","1000*470*2000","铝木结构",1000,"昆明科奥特实验室设备有限公司",null,"中国","2011-11-01","教学","呈贡校区建设费","夏举佩"]
[1014,"化学工程与工艺专业实验室","2011001203","药品柜","1000*470*2000","铝木结构",1000,"昆明科奥特实验室设备有限公司",null,"中国","2011-11-01","教学","呈贡校区建设费","夏举佩"]
[1015,"化学工程与工艺专业实验室","2011001204","药品柜","1000*470*2000","铝木结构",1000,"昆明科奥特实验室设备有限公司",null,"中国","2011-11-01","教学","呈贡校区建设费","夏举佩"]
[1016,"化学工程与工艺专业实验室","2011001205","药品柜","1000*470*2000","铝木结构",1000,"昆明科奥特实验室设备有限公司",null,"中国","2011-11-01","教学","呈贡校区建设费","夏举佩"]
[1017,"化学工程与工艺专业实验室","2011001206","药品柜","1000*470*2000","铝木结构",1000,"昆明科奥特实验室设备有限公司",null,"中国","2011-11-01","教学","呈贡校区建设费","夏举佩"]
[1018,"化学工程与工艺专业实验室","2011001207","药品柜","1000*470*2000","铝木结构",1000,"昆明科奥特实验室设备有限公司",null,"中国","2011-11-01","教学","呈贡校区建设费","夏举佩"]
[1019,"化学工程与工艺专业实验室","2011001208","药品柜","1000*470*2000","铝木结构",1000,"昆明科奥特实验室设备有限公司",null,"中国","2011-11-01","教学","呈贡校区建设费","夏举佩"]
[1020,"化学工程与工艺专业实验室","2011001209","药品柜","1000*470*2000","铝木结构",1000,"昆明科奥特实验室设备有限公司",null,"中国","2011-11-01","教学","呈贡校区建设费","夏举佩"]
[1021,"化学工程与工艺专业实验室","2011001210","药品柜","1000*470*2000","铝木结构",1000,"昆明科奥特实验室设备有限公司",null,"中国","2011-11-01","教学","呈贡校区建设费","夏举佩"]
[1022,"化学工程与工艺专业实验室","2011001211","药品柜","1000*470*2000","铝木结构",1000,"昆明科奥特实验室设备有限公司",null,"中国","2011-11-01","教学","呈贡校区建设费","夏举佩"]
[1023,"化学工程与工艺专业实验室","2011001212","药品柜","1000*470*2000","铝木结构",1000,"昆明科奥特实验室设备有限公司",null,"中国","2011-11-01","教学","呈贡校区建设费","夏举佩"]
[1024,"化学工程与工艺专业实验室","2011001213","药品柜","1000*470*2000","铝木结构",1000,"昆明科奥特实验室设备有限公司",null,"中国","2011-11-01","教学","呈贡校区建设费","夏举佩"]
[1025,"化学工程与工艺专业实验室","2011001214","药品柜","1000*470*2000","铝木结构",1000,"昆明科奥特实验室设备有限公司",null,"中国","2011-11-01","教学","呈贡校区建设费","毛文元"]
[1026,"化学工程与工艺专业实验室","2011001215","药品柜","1000*470*2000","铝木结构",1000,"昆明科奥特实验室设备有限公司",null,"中国","2011-11-01","教学","呈贡校区建设费","毛文元"]
[1027,"化学工程与工艺专业实验室","2011001216","药品柜","1000*470*2000","铝木结构",1000,"昆明科奥特实验室设备有限公司",null,"中国","2011-11-01","教学","呈贡校区建设费","毛文元"]
[1028,"化学工程与工艺专业实验室","2011001217","药品柜","1000*470*2000","铝木结构",1000,"昆明科奥特实验室设备有限公司",null,"中国","2011-11-01","教学","呈贡校区建设费","毛文元"]
[1029,"化学工程与工艺专业实验室","2011001218","药品柜","1000*470*2000","铝木结构",1000,"昆明科奥特实验室设备有限公司",null,"中国","2011-11-01","教学","呈贡校区建设费","毛文元"]
[1030,"化学工程与工艺专业实验室","2011001219","药品柜","1000*470*2000","铝木结构",1000,"昆明科奥特实验室设备有限公司",null,"中国","2011-11-01","教学","呈贡校区建设费","夏举佩"]
[1031,"化学工程与工艺专业实验室","2011001220","药品柜","1000*470*2000","铝木结构",1000,"昆明科奥特实验室设备有限公司",null,"中国","2011-11-01","教学","呈贡校区建设费","夏举佩"]
[1032,"化学工程与工艺专业实验室","2011001221","药品柜","1000*470*2000","铝木结构",1000,"昆明科奥特实验室设备有限公司",null,"中国","2011-11-01","教学","呈贡校区建设费","夏举佩"]
[1033,"化学工程与工艺专业实验室","2011001222","药品柜","1000*470*2000","铝木结构",1000,"昆明科奥特实验室设备有限公司",null,"中国","2011-11-01","教学","呈贡校区建设费","夏举佩"]
[1034,"化学工程与工艺专业实验室","2011001223","药品柜","1000*470*2000","铝木结构",1000,"昆明科奥特实验室设备有限公司",null,"中国","2011-11-01","教学","呈贡校区建设费","夏举佩"]
[1035,"化学工程与工艺专业实验室","2011001224","药品柜","1000*470*2000","铝木结构",1000,"昆明科奥特实验室设备有限公司",null,"中国","2011-11-01","教学","呈贡校区建设费","夏举佩"]
[1036,"化学工程与工艺专业实验室","2011001225","药品柜","1000*470*2000","铝木结构",1000,"昆明科奥特实验室设备有限公司",null,"中国","2011-11-01","教学","呈贡校区建设费","夏举佩"]
[1037,"化学工程与工艺专业实验室","2011001226","药品柜","1000*470*2000","铝木结构",1000,"昆明科奥特实验室设备有限公司",null,"中国","2011-11-01","教学","呈贡校区建设费","夏举佩"]
[1038,"化学工程与工艺专业实验室","2011001227","药品柜","1000*470*2000","铝木结构",1000,"昆明科奥特实验室设备有限公司",null,"中国","2011-11-01","教学","呈贡校区建设费","夏举佩"]
[1039,"化学工程与工艺专业实验室","2011001228","药品柜","1000*470*2000","铝木结构",1000,"昆明科奥特实验室设备有限公司",null,"中国","2011-11-01","教学","呈贡校区建设费","夏举佩"]
[1040,"化学工程与工艺专业实验室","2011001229","药品柜","1000*470*2000","铝木结构",1000,"昆明科奥特实验室设备有限公司",null,"中国","2011-11-01","教学","呈贡校区建设费","夏举佩"]
[1041,"化学工程与工艺专业实验室","2011001232","药品柜","1000*470*2000","铝木结构",1000,"昆明科奥特实验室设备有限公司",null,"中国","2011-11-01","教学","呈贡校区建设费","夏举佩"]
[1042,"化学工程与工艺专业实验室","2011001233","药品柜","1000*470*2000","铝木结构",1000,"昆明科奥特实验室设备有限公司",null,"中国","2011-11-01","教学","呈贡校区建设费","夏举佩"]
[1043,"化学工程与工艺专业实验室","2011001234","药品柜","1000*470*2000","铝木结构",1000,"昆明科奥特实验室设备有限公司",null,"中国","2011-11-01","教学","呈贡校区建设费","夏举佩"]
[1044,"化学工程与工艺专业实验室","2011001238","药品柜","1000*470*2000","铝木结构",1000,"昆明科奥特实验室设备有限公司",null,"中国","2011-11-01","教学","呈贡校区建设费","夏举佩"]
[1045,"化学工程与工艺专业实验室","2011001239","药品柜","1000*470*2000","铝木结构",1000,"昆明科奥特实验室设备有限公司",null,"中国","2011-11-01","教学","呈贡校区建设费","夏举佩"]
[1046,"化学工程与工艺专业实验室","2011001240","药品柜","1000*470*2000","铝木结构",1000,"昆明科奥特实验室设备有限公司",null,"中国","2011-11-01","教学","呈贡校区建设费","夏举佩"]
[1047,"化学工程与工艺专业实验室","2011001241","药品柜","1000*470*2000","铝木结构",1000,"昆明科奥特实验室设备有限公司",null,"中国","2011-11-01","教学","呈贡校区建设费","夏举佩"]
[1048,"化学工程与工艺专业实验室","2011001242","药品柜","1000*470*2000","铝木结构",1000,"昆明科奥特实验室设备有限公司",null,"中国","2011-11-01","教学","呈贡校区建设费","夏举佩"]
[1049,"化学工程与工艺专业实验室","2011001243","药品柜","1000*470*2000","铝木结构",1000,"昆明科奥特实验室设备有限公司",null,"中国","2011-11-01","教学","呈贡校区建设费","夏举佩"]
[1050,"化学工程与工艺专业实验室","2011001244","药品柜","1000*470*2000","铝木结构",1000,"昆明科奥特实验室设备有限公司",null,"中国","2011-11-01","教学","呈贡校区建设费","夏举佩"]
[1051,"化学工程与工艺专业实验室","2011001245","药品柜","1000*470*2000","铝木结构",1000,"昆明科奥特实验室设备有限公司",null,"中国","2011-11-01","教学","呈贡校区建设费","夏举佩"]
[1052,"化学工程与工艺专业实验室","2011001246","药品柜","1000*470*2000","铝木结构",1000,"昆明科奥特实验室设备有限公司",null,"中国","2011-11-01","教学","呈贡校区建设费","夏举佩"]
[1053,"化学工程与工艺专业实验室","2011001247","药品柜","1000*470*2000","铝木结构",1000,"昆明科奥特实验室设备有限公司",null,"中国","2011-11-01","教学","呈贡校区建设费","夏举佩"]
[1054,"化学工程与工艺专业实验室","2011001248","药品柜","1000*470*2000","铝木结构",1000,"昆明科奥特实验室设备有限公司",null,"中国","2011-11-01","教学","呈贡校区建设费","夏举佩"]
[1055,"化学工程与工艺专业实验室","2011001249","药品柜","1000*470*2000","铝木结构",1000,"昆明科奥特实验室设备有限公司",null,"中国","2011-11-01","教学","呈贡校区建设费","夏举佩"]
[1056,"化学工程与工艺专业实验室","2011001250","药品柜","1000*470*2000","铝木结构",1000,"昆明科奥特实验室设备有限公司",null,"中国","2011-11-01","教学","呈贡校区建设费","夏举佩"]
[1057,"化学工程与工艺专业实验室","2011001251","药品柜","1000*470*2000","铝木结构",1000,"昆明科奥特实验室设备有限公司",null,"中国","2011-11-01","教学","呈贡校区建设费","夏举佩"]
[1058,"化学工程与工艺专业实验室","2011001252","药品柜","1000*470*2000","铝木结构",1000,"昆明科奥特实验室设备有限公司",null,"中国","2011-11-01","教学","呈贡校区建设费","夏举佩"]
[1059,"化学工程与工艺专业实验室","2011001253","药品柜","1000*470*2000","铝木结构",1000,"昆明科奥特实验室设备有限公司",null,"中国","2011-11-01","教学","呈贡校区建设费","夏举佩"]
[1060,"化学工程与工艺专业实验室","2011001254","药品柜","1000*470*2000","铝木结构",1000,"昆明科奥特实验室设备有限公司",null,"中国","2011-11-01","教学","呈贡校区建设费","夏举佩"]
[1061,"化学工程与工艺专业实验室","2011001461","药品柜","1000*470*2000","铝木结构",1000,"昆明科奥特实验室设备有限公司",null,"中国","2011-11-01","教学","呈贡校区建设费","贾庆明"]
[1062,"化学工程与工艺专业实验室","2017004314","氧气减压阀","氧气减压阀","材质：铜镀镍",1000,"江苏方华阀门充灌设备有限公司","方华","中国","2015-10-13","科研","人才引进费","谢德龙"]
[1063,"化学工程与工艺专业实验室","2015008907","烟气采样器","TH-600B","0.5-1.0L/min，100-1500mg/m3",21600,"武汉市天虹仪表有限公司","天虹","中国","2015-04-08","科研","重点学科建设经费","梅毅"]
[1064,"化学工程与工艺专业实验室","2015008908","循环水真空泵","SHZ-D3","15000ml，180W",1150,"巩义市予华仪器有限公司","予华","中国","2015-04-08","科研","重点学科建设经费","梅毅"]
[1065,"化学工程与工艺专业实验室","2015008909","循环水真空泵","SHZ-D3","15000ml，180W",1150,"巩义市予华仪器有限公司","予华","中国","2015-04-08","科研","重点学科建设经费","梅毅"]
[1066,"化学工程与工艺专业实验室","20130479","循环水式真空泵","SHB-IIIA","10L/min",2100,"郑州长城科工贸公司",null,"中国","2013-04-01","科研","科研费","祝琳华"]
[1067,"化学工程与工艺专业实验室","11024779","旋转蒸发仪","RE201D","功率40W，立式冷凝器",3500,"巩义予华仪器公司",null,"中国","2011-09-01","教学","呈贡校区建设费","赵榆林"]
[1068,"化学工程与工艺专业实验室","2014003423","旋转蒸发仪","RV10 基本型","速度范围：20～270rpm",21800,"德国IKA广州仪科实验室技术有限公司","德国IKA广州","中国","2013-07-12","教学","中央财政专项资金","蒋丽红"]
[1069,"化学工程与工艺专业实验室","2014003424","旋转蒸发仪","RV10 基本型","速度范围：20～270rpm",21800,"德国IKA广州仪科实验室技术有限公司","德国IKA广州","中国","2013-07-12","教学","中央财政专项资金","蒋丽红"]
[1070,"化学工程与工艺专业实验室","2017004313","旋转蒸发仪","RE2010","温度控制：智能控温",8000,"上海鹰迪仪器设备有限公司","鹰迪","中国","2015-10-13","科研","人才引进费","谢德龙"]
[1071,"化学工程与工艺专业实验室","2014003421","旋转蒸发器","RE-2000B","转速：电子无级调速：20～200转/分,2L",5400,"上海亚荣生化仪器厂","上海亚荣","中国","2013-07-12","教学","中央财政专项资金","罗康碧"]
[1072,"化学工程与工艺专业实验室","2014003422","旋转蒸发器","RE-2000B","转速：电子无级调速：20～200转/分,2L",5400,"上海亚荣生化仪器厂","上海亚荣","中国","2013-07-12","教学","中央财政专项资金","罗康碧"]
[1073,"化学工程与工艺专业实验室","80025856","旋转蒸发器","N-1001","旋转速度20-100rpm",10800,"上海爱朗仪器有限公司",null,"中国","2008-11-01","科研","科研费","蒋丽红"]
[1074,"化学工程与工艺专业实验室","20010460","旋转粘度计","NDJ-1","*",3900,"上海天平仪器厂",null,"中国","2001-11-01","教学","教学设备费","唐辉"]
[1075,"化学工程与工艺专业实验室","20074237","旋转粘度计","NDJ-1","10MPa/s-1*10.5MPa/s",2800,"上海天平仪器厂",null,"中国","2007-10-01","教学","教学设备费","夏举佩"]
[1076,"化学工程与工艺专业实验室","2013414196","旋片真空泵","2XZ－2","抽气速率2升/秒",1200,"上海德英真空照明设备有限公司","上海德英","中国","2013-09-18","科研","科研费","廉培超"]
[1077,"化学工程与工艺专业实验室","20074235","旋片式真空泵","2XZ-8C","抽气速度4s 8L",3200,"上海仪表公司",null,"中国","2007-10-01","教学","教学设备费","夏举佩"]
[1078,"化学工程与工艺专业实验室","20154d0499","小型喷雾干燥器","SY-6000","在标准干燥室250 ℃进气温度的水分蒸发率：1.5 L/h；进气温度范围：40 ℃～250 ℃；干燥空气通量：100～300 m3/h；",38502.81,"西安德派生物科技有限公司","德派","中国","2013-07-08","教学","德元贷款","陈卓"]
[1079,"化学工程与工艺专业实验室","2017003985","小型计算机工作站","OPUS/CHROMOPUS/3D","全中文操作软件，软件符合21CFR Part11规范",5734,"BRUKER OPTIK GMBH(德国，布鲁克)","布鲁克","德国","2015-11-26","科研","人才引进费","谢德龙"]
[1080,"化学工程与工艺专业实验室","20074591","箱式无油静音空压机","QWJ-100","排气量100L压力0.8Mpa",5800,"北京金明恒宇机电公司",null,"中国","2007-11-01","教学","教学设备费","张恒"]
[1081,"化学工程与工艺专业实验室","20075316","箱式电阻炉","SX2-10-13","功率10KW 温度1300℃",9800,"上海实研电炉有限公司",null,"中国","2007-12-01","教学","教学设备费","夏举佩"]
[1082,"化学工程与工艺专业实验室","20115078","箱式电阻炉","SK-0.5-2.5","室温-1300℃",5340,"上海仪器厂",null,"中国","2011-04-01","科研","科研费","陕绍云"]
[1083,"化学工程与工艺专业实验室","2015014813","箱式电阻炉","SX2-5-12","5KW,1200℃",4500,"上海市崇明实验仪器厂","崇明","中国","2015-03-10","科研","重点学科建设经费","梅毅"]
[1084,"化学工程与工艺专业实验室","19970060","显微镜","211","40-1000倍",5098,"云南化学仪器厂",null,"中国","1997-03-01","科研","教学设备费","祝琳华"]
[1085,"化学工程与工艺专业实验室","20054891","显示器","乐华LE980","19寸液晶",2900,"乐华公司",null,"中国","2005-09-01","科研","科研费","唐辉"]
[1086,"化学工程与工艺专业实验室","20097149","显示器","飞利浦191E1","19\"LCD",1500,"飞利浦公司",null,"中国","2009-11-01","科研","科研费","贾庆明"]
[1087,"化学工程与工艺专业实验室","11024809","无油空压机","CA-11","流速：1000ml/min",3190,"武汉科林普丰仪器公司",null,"中国","2011-09-01","教学","呈贡校区建设费","赵榆林"]
[1088,"化学工程与工艺专业实验室","20022789","无级调速机","BQW300型","*",7200,"宝鸡医用设备厂",null,"中国","2002-02-01","科研","科研费","唐辉"]
[1089,"化学工程与工艺专业实验室","20102666","稳压电源","5KW-ZZW-5KVA","输入185-255V",1900,"上海鸿保企业公司",null,"中国","2010-07-01","教学","重点学科建设经费","贾庆明"]
[1090,"化学工程与工艺专业实验室","20097147","微型计算机(主机)","兼容机","E3200/2G/500G",1000,"昆明精渝科技公司",null,"中国","2009-11-01","科研","科研费","贾庆明"]
[1091,"化学工程与工艺专业实验室","11024620","微型计算机","兼容机","G620/4G/1000G/20\"",3660,"呈贡众源计算机公司",null,"中国","2011-09-01","科研","科研费","苏毅"]
[1092,"化学工程与工艺专业实验室","20097148","微型计算机","兼容机","E5300/2G/500G/19\"LCD",7000,"昆明春城达电脑公司",null,"中国","2009-11-01","科研","科研费","贾庆明"]
[1093,"化学工程与工艺专业实验室","20116192","微型计算机","DELL 580S-458","i3/2G/160G/19\"LCD",4650,"戴尔有限公司",null,"中国","2011-05-01","科研","科研费","苏毅"]
[1094,"化学工程与工艺专业实验室","20121240","微型计算机","华硕 ET2012","双核2.4G/2G/500G",7700,"华硕电脑公司",null,"中国","2012-10-01","科研","科研费","贾庆明"]
[1095,"化学工程与工艺专业实验室","20121661","微型计算机","戴尔 390MT","i5-2400/4G/1TB/21寸",5960,"戴尔有限公司",null,"中国","2012-12-01","教学","重点学科建设经费","蒋丽红"]
[1096,"化学工程与工艺专业实验室","20130488","微型计算机","联想 ET2011","双核2.4GHZ/4G/500G",3000,"联想集团公司",null,"中国","2013-04-01","科研","科研费","贾庆明"]
[1097,"化学工程与工艺专业实验室","2013412467","微型计算机","联想家悦S520","G645，2G内存，500G硬盘，1G独显",2999,"联想集团有限公司","联想","中国","2013-09-14","科研","科研费","苏红莹"]
[1098,"化学工程与工艺专业实验室","2014002650","微型计算机","H515 A6-5200 4G1TGD","处理器AMD A6-5200四核处理器，内存 4G内存 ",3980,"联想集团有限公司","联想","中国","2013-09-08","科研","科研费","周新涛"]
[1099,"化学工程与工艺专业实验室","2016001816","微型计算机","戴尔I5348-R7938T","Win7触控一体机，第四代英特尔酷睿i5-4440s",9000,"戴尔厦门有限公司","戴尔","中国","2016-02-02","教学","重点学科建设经费","蒋丽红"]
[1100,"化学工程与工艺专业实验室","2016001819","微型计算机","惠普480G2","(intel双核2.8G 4G 500G",4050,"上海惠普有限公司","惠普","中国","2016-02-02","教学","其它经费","祝琳华"]
[1101,"化学工程与工艺专业实验室","2016001820","微型计算机","惠普480G2","(intel双核2.8G 4G 500G",4050,"上海惠普有限公司","惠普","中国","2016-02-02","教学","其它经费","祝琳华"]
[1102,"化学工程与工艺专业实验室","2016001825","微型计算机","兼容机","酷睿i7 4代系列，CPUIntel 酷睿i7 4790",6000,"云南华东电脑科技有限公司","兼容机","中国","2016-02-02","教学","重点学科建设经费","夏举佩"]
[1103,"化学工程与工艺专业实验室","2016010782","微型计算机","戴尔OptiPlex 3030 AIO","I3 4160/4G/500G/DVDRW/19.5",4350,"戴尔（中国）有限公司","戴尔","中国","2016-10-26","教学","人才引进费","梅毅"]
[1104,"化学工程与工艺专业实验室","2013414360","微型高压反应釜","YZMPR-50","50ML，最高工作压力10MPa，最高工作温度300℃",11500,"北京岩征生物科技有限公司","岩征仪器","中国","2013-12-23","科研","科研费","贾庆明"]
[1105,"化学工程与工艺专业实验室","2013414361","微型高压反应釜","YZMPR-50","50ML，最高工作压力10MPa，最高工作温度300℃",11500,"北京岩征生物科技有限公司","岩征仪器","中国","2013-12-23","科研","科研费","贾庆明"]
[1106,"化学工程与工艺专业实验室","20121375","微型反应釜","SLM-50","250℃，1.2KW",14900,"北京世纪森朗仪器公司",null,"中国","2012-10-01","科研","科研费","贾庆明"]
[1107,"化学工程与工艺专业实验室","20072804","微机库仑测硫仪","CLS-5","测量范围1-99.99％",51300,"江苏江分电分析公司",null,"中国","2007-09-01","教学","教学设备费","夏举佩"]
[1108,"化学工程与工艺专业实验室","20072810","微机灰熔融性测定仪","HR-4A","测温:室温-1520℃",37500,"鹤壁华泰仪器仪表公司",null,"中国","2007-09-01","教学","教学设备费","夏举佩"]
[1109,"化学工程与工艺专业实验室","20091782","微波灰化系统","Phoenix","输出功率1400W",175000,"CEXT公司",null,"美国","2009-05-01","教学","教学设备费","蒋丽红"]
[1110,"化学工程与工艺专业实验室","2014000969","投影仪","明基E1080ST","2000~2999流明,分辨率：1080P,4.0kg",8000,"昆明忠聚科技有限公司","明基","中国","2014-03-15","科研","科研费","贾庆明"]
[1111,"化学工程与工艺专业实验室","2016001822","投影仪","NECM420X+","3LCD，0.63英寸芯片，亮度4200流明",7200,"NEC中国有限公司","NEC","中国","2016-02-02","教学","重点学科建设经费","夏举佩"]
[1112,"化学工程与工艺专业实验室","2016001823","投影仪","明基MX507","对比度8000:1、亮度3200流明、分辨率1080p",5000,"明基电通上海有限公司","明基","中国","2016-02-02","教学","重点学科建设经费","蒋丽红"]
[1113,"化学工程与工艺专业实验室","2016001862","投影仪","索尼CW259","3LCD芯片：3×0.75英寸 4500流明 ",10000,"索尼中国有限公司","索尼","中国","2016-02-02","教学","其它经费","陈克利"]
[1114,"化学工程与工艺专业实验室","20121662","投影机","NEC NP63+","3000流明",9265,"NEC公司",null,"中国","2012-12-01","教学","重点学科建设经费","罗康碧"]
[1115,"化学工程与工艺专业实验室","2014002148","投影机","TMT－K09","多媒体液晶投影机",1354,"深圳市图美时代科技有限公司","图美时代","中国","2014-04-26","科研","科研费","廉培超"]
[1116,"化学工程与工艺专业实验室","2017003987","同步热分析仪","耐驰STA449F3","温度准确度：＜±.01摄氏度（标准金属），多点校正。",553166,"德国耐驰仪器制造有限公司","耐驰","德国","2015-11-26","科研","人才引进费","谢德龙"]
[1117,"化学工程与工艺专业实验室","80027586","同步热分析仪","STA449F3","最大称重量：10g",540000,"耐驰仪器制造公司",null,"德国","2008-12-01","教学","教学设备费","贾庆明"]
[1118,"化学工程与工艺专业实验室","2011001268","通风系统","TF-5、9、14、23","风速0.5米/秒，噪声小于60分贝",16750,"昆明科奥特实验室设备有限公司",null,"中国","2011-11-01","教学","呈贡校区建设费","夏举佩"]
[1119,"化学工程与工艺专业实验室","2011001269","通风系统","TF-5、9、14、23","风速0.5米/秒，噪声小于60分贝",16750,"昆明科奥特实验室设备有限公司",null,"中国","2011-11-01","教学","呈贡校区建设费","夏举佩"]
[1120,"化学工程与工艺专业实验室","2011001270","通风系统","TF-3","风速0.5米/秒，噪声小于60分贝",36050,"昆明科奥特实验室设备有限公司",null,"中国","2011-11-01","教学","呈贡校区建设费","夏举佩"]
[1121,"化学工程与工艺专业实验室","2011001271","通风系统","TF-7、8、16、29","风速0.5米/秒，噪声小于60分贝",12625,"昆明科奥特实验室设备有限公司",null,"中国","2011-11-01","教学","呈贡校区建设费","夏举佩"]
[1122,"化学工程与工艺专业实验室","2011001272","通风系统","TF-7、8、16、29","风速0.5米/秒，噪声小于60分贝",12625,"昆明科奥特实验室设备有限公司",null,"中国","2011-11-01","教学","呈贡校区建设费","夏举佩"]
[1123,"化学工程与工艺专业实验室","2011001273","通风系统","TF-7、8、16、29","风速0.5米/秒，噪声小于60分贝",12625,"昆明科奥特实验室设备有限公司",null,"中国","2011-11-01","教学","呈贡校区建设费","夏举佩"]
[1124,"化学工程与工艺专业实验室","2011001274","通风系统","TF-21","风速0.5米/秒，噪声小于60分贝",31500,"昆明科奥特实验室设备有限公司",null,"中国","2011-11-01","教学","呈贡校区建设费","夏举佩"]
[1125,"化学工程与工艺专业实验室","2011001275","通风系统","TF-33","风速0.5米/秒，噪声小于60分贝",30620,"昆明科奥特实验室设备有限公司",null,"中国","2011-11-01","教学","呈贡校区建设费","夏举佩"]
[1126,"化学工程与工艺专业实验室","2011001276","通风系统","TF-35","风速0.5米/秒，噪声小于60分贝",33600,"昆明科奥特实验室设备有限公司",null,"中国","2011-11-01","教学","呈贡校区建设费","夏举佩"]
[1127,"化学工程与工艺专业实验室","2011001277","通风系统","TF-36","风速0.5米/秒，噪声小于60分贝",28113,"昆明科奥特实验室设备有限公司",null,"中国","2011-11-01","教学","呈贡校区建设费","夏举佩"]
[1128,"化学工程与工艺专业实验室","2011001119","通风柜","1500*850*2350","塑钢结构",8800,"昆明科奥特实验室设备有限公司",null,"中国","2011-11-01","教学","呈贡校区建设费","夏举佩"]
[1129,"化学工程与工艺专业实验室","2011001120","通风柜","1500*850*2350","塑钢结构",8800,"昆明科奥特实验室设备有限公司",null,"中国","2011-11-01","教学","呈贡校区建设费","夏举佩"]
[1130,"化学工程与工艺专业实验室","2011001121","通风柜","1500*850*2350","塑钢结构",8800,"昆明科奥特实验室设备有限公司",null,"中国","2011-11-01","教学","呈贡校区建设费","夏举佩"]
[1131,"化学工程与工艺专业实验室","2011001122","通风柜","1500*850*2350","塑钢结构",8800,"昆明科奥特实验室设备有限公司",null,"中国","2011-11-01","教学","呈贡校区建设费","夏举佩"]
[1132,"化学工程与工艺专业实验室","2011001123","通风柜","1500*850*2350","塑钢结构",8800,"昆明科奥特实验室设备有限公司",null,"中国","2011-11-01","教学","呈贡校区建设费","夏举佩"]
[1133,"化学工程与工艺专业实验室","2011001124","通风柜","1500*850*2350","塑钢结构",8800,"昆明科奥特实验室设备有限公司",null,"中国","2011-11-01","教学","呈贡校区建设费","夏举佩"]
[1134,"化学工程与工艺专业实验室","2011001125","通风柜","1500*850*2350","塑钢结构",8800,"昆明科奥特实验室设备有限公司",null,"中国","2011-11-01","教学","呈贡校区建设费","夏举佩"]
[1135,"化学工程与工艺专业实验室","2011001126","通风柜","1500*850*2350","塑钢结构",8800,"昆明科奥特实验室设备有限公司",null,"中国","2011-11-01","教学","呈贡校区建设费","夏举佩"]
[1136,"化学工程与工艺专业实验室","2011001127","通风柜","1500*850*2350","塑钢结构",8800,"昆明科奥特实验室设备有限公司",null,"中国","2011-11-01","教学","呈贡校区建设费","夏举佩"]
[1137,"化学工程与工艺专业实验室","2011001128","通风柜","1500*850*2350","塑钢结构",8800,"昆明科奥特实验室设备有限公司",null,"中国","2011-11-01","教学","呈贡校区建设费","夏举佩"]
[1138,"化学工程与工艺专业实验室","2011001129","通风柜","1500*850*2350","塑钢结构",8800,"昆明科奥特实验室设备有限公司",null,"中国","2011-11-01","教学","呈贡校区建设费","夏举佩"]
[1139,"化学工程与工艺专业实验室","2011001130","通风柜","1500*850*2350","塑钢结构",8800,"昆明科奥特实验室设备有限公司",null,"中国","2011-11-01","教学","呈贡校区建设费","夏举佩"]
[1140,"化学工程与工艺专业实验室","2011001131","通风柜","1500*850*2350","塑钢结构",8800,"昆明科奥特实验室设备有限公司",null,"中国","2011-11-01","教学","呈贡校区建设费","夏举佩"]
[1141,"化学工程与工艺专业实验室","2011001132","通风柜","1500*850*2350","塑钢结构",8800,"昆明科奥特实验室设备有限公司",null,"中国","2011-11-01","教学","呈贡校区建设费","夏举佩"]
[1142,"化学工程与工艺专业实验室","2011001133","通风柜","1500*850*2350","塑钢结构",8800,"昆明科奥特实验室设备有限公司",null,"中国","2011-11-01","教学","呈贡校区建设费","夏举佩"]
[1143,"化学工程与工艺专业实验室","2011001134","通风柜","1500*850*2350","塑钢结构",8800,"昆明科奥特实验室设备有限公司",null,"中国","2011-11-01","教学","呈贡校区建设费","夏举佩"]
[1144,"化学工程与工艺专业实验室","2011001135","通风柜","1500*850*2350","塑钢结构",8800,"昆明科奥特实验室设备有限公司",null,"中国","2011-11-01","教学","呈贡校区建设费","夏举佩"]
[1145,"化学工程与工艺专业实验室","2011001136","通风柜","1500*850*2350","塑钢结构",8800,"昆明科奥特实验室设备有限公司",null,"中国","2011-11-01","教学","呈贡校区建设费","夏举佩"]
[1146,"化学工程与工艺专业实验室","2011001137","通风柜","1500*850*2350","塑钢结构",8800,"昆明科奥特实验室设备有限公司",null,"中国","2011-11-01","教学","呈贡校区建设费","夏举佩"]
[1147,"化学工程与工艺专业实验室","2011001138","通风柜","1500*850*2350","塑钢结构",8800,"昆明科奥特实验室设备有限公司",null,"中国","2011-11-01","教学","呈贡校区建设费","夏举佩"]
[1148,"化学工程与工艺专业实验室","2011001139","通风柜","1500*850*2350","塑钢结构",8800,"昆明科奥特实验室设备有限公司",null,"中国","2011-11-01","教学","呈贡校区建设费","夏举佩"]
[1149,"化学工程与工艺专业实验室","2011001140","通风柜","1200*850*2350","塑钢结构",7900,"昆明科奥特实验室设备有限公司",null,"中国","2011-11-01","教学","呈贡校区建设费","夏举佩"]
[1150,"化学工程与工艺专业实验室","2011001141","通风柜","1200*850*2350","塑钢结构",7900,"昆明科奥特实验室设备有限公司",null,"中国","2011-11-01","教学","呈贡校区建设费","夏举佩"]
[1151,"化学工程与工艺专业实验室","20120910","调速多用振荡器","HY-2","振动频率500次/分钟",1000,"金坛宏华仪器公司",null,"中国","2012-06-01","科研","科研费","周新涛"]
[1152,"化学工程与工艺专业实验室","20072243","调速电动搅拌器","RW20 Digital.n","最大搅拌量20L",2579,"广州仪科实验室公司",null,"中国","2007-09-01","教学","教学设备费","夏举佩"]
[1153,"化学工程与工艺专业实验室","20072244","调速电动搅拌器","RW20 Digital.n","最大搅拌量20L",2579,"广州仪科实验室公司",null,"中国","2007-09-01","教学","教学设备费","夏举佩"]
[1154,"化学工程与工艺专业实验室","20072245","调速电动搅拌器","RW20 Digital.n","最大搅拌量20L",2579,"广州仪科实验室公司",null,"中国","2007-09-01","教学","教学设备费","夏举佩"]
[1155,"化学工程与工艺专业实验室","20072246","调速电动搅拌器","RW20 Digital.n","最大搅拌量20L",2579,"广州仪科实验室公司",null,"中国","2007-09-01","教学","教学设备费","夏举佩"]
[1156,"化学工程与工艺专业实验室","20130322","台式鼓风干燥箱","DHG-G030A","控温范围50℃-250℃",1700,"上海齐欣科学仪器公司",null,"中国","2013-03-01","科研","科研费","廉培超"]
[1157,"化学工程与工艺专业实验室","2015003634","台式鼓风干燥箱","DHG-9030A(101-0A)","电源电压AC220V 50HZ 控温范围50℃-250℃",1680,"上海齐欣科学仪器有限公司","上海齐欣科学仪器有限公司","中国","2014-11-04","科研","科研费","苏红莹"]
[1158,"化学工程与工艺专业实验室","2014003348","酸度计","PHSJ-4F","测量范围：pH：(-2.00～20.00)pH",4000,"上海仪电科学仪器股份有限公司","上海仪电","中国","2013-07-12","教学","中央财政专项资金","蒋丽红"]
[1159,"化学工程与工艺专业实验室","2014003349","酸度计","PHSJ-4F","测量范围：pH：(-2.00～20.00)pH",4000,"上海仪电科学仪器股份有限公司","上海仪电","中国","2013-07-12","教学","中央财政专项资金","蒋丽红"]
[1160,"化学工程与工艺专业实验室","2015000727","酸度计","PHS-3C","220V,50HZ",2800,"上海仪电科学仪器股份有限公司","雷磁","中国","2014-11-11","科研","重点学科建设经费","梅毅"]
[1161,"化学工程与工艺专业实验室","2013002419","松香色块","标准色块","色差＜1.5",3000,"南京林化所",null,"中国","2013-01-01","教学","重点学科建设经费","蒋丽红"]
[1162,"化学工程与工艺专业实验室","20121803","四柱液压机","YFC32-100T","公称压力3150KN",48000,"南通福昌锻压机械公司",null,"中国","2012-12-01","科研","科研费","夏举佩"]
[1163,"化学工程与工艺专业实验室","2014003434","四联平行反应釜","TK-GPF4","4台容积为50ml反应釜与4台10ml的下釜体",85000,"西安太康生物科技有限公司","西安太康","中国","2013-07-12","教学","中央财政专项资金","蒋丽红"]
[1164,"化学工程与工艺专业实验室","2013412932","水浴恒温振荡器","SHY-2A","双功能，Tr+5-100℃调速40-220转/分振幅20mm",2680,"金坛市大地自动化仪器厂","大地","中国","2011-02-14","教学","呈贡校区建设费","唐辉"]
[1165,"化学工程与工艺专业实验室","20059455","水循环真空泵","GH2-111","*",1280,"巩义英予仪器厂",null,"中国","2005-12-01","教学","教学设备费","夏举佩"]
[1166,"化学工程与工艺专业实验室","20059456","水循环真空泵","GH2-111","*",1280,"巩义英予仪器厂",null,"中国","2005-12-01","教学","教学设备费","夏举佩"]
[1167,"化学工程与工艺专业实验室","20091786","水循环真空泵","A-1000S","排气量16L/min",4400,"上海爱朗仪器公司",null,"中国","2009-05-01","教学","教学设备费","蒋丽红"]
[1168,"化学工程与工艺专业实验室","20091787","水循环真空泵","A-1000S","排气量16L/min",4400,"上海爱朗仪器公司",null,"中国","2009-05-01","教学","教学设备费","李沪萍"]
[1169,"化学工程与工艺专业实验室","20099901","水泥胶砂搅拌机","JJ-5","60r/min",4700,"无锡建材科研仪器厂",null,"中国","2009-11-01","科研","科研费","夏举佩"]
[1170,"化学工程与工艺专业实验室","20099902","水泥胶砂搅拌机","JJ-5","60r/min",4700,"无锡建材科研仪器厂",null,"中国","2009-11-01","科研","科研费","夏举佩"]
[1171,"化学工程与工艺专业实验室","2014003416","水流抽气机","A-1000S","排气量：16L/ min",4800,"上海爱朗仪器有限公司","上海爱朗","中国","2013-07-12","教学","中央财政专项资金","蒋丽红"]
[1172,"化学工程与工艺专业实验室","2014003417","水流抽气机","A-1000S","排气量：16L/ min",4800,"上海爱朗仪器有限公司","上海爱朗","中国","2013-07-12","教学","中央财政专项资金","蒋丽红"]
[1173,"化学工程与工艺专业实验室","2014003418","水流抽气机","A-1000S","排气量：16L/ min",4800,"上海爱朗仪器有限公司","上海爱朗","中国","2013-07-12","教学","中央财政专项资金","蒋丽红"]
[1174,"化学工程与工艺专业实验室","2014003419","水流抽气机","A-1000S","排气量：16L/ min",4800,"上海爱朗仪器有限公司","上海爱朗","中国","2013-07-12","教学","中央财政专项资金","蒋丽红"]
[1175,"化学工程与工艺专业实验室","20164d0196","水分分析仪","ZDY-501","分辨率0-99.10％",3192.52,"上海仪电分析仪器有限公司","雷磁","中国","2013-07-08","教学","德元贷款"]
[1176,"化学工程与工艺专业实验室","20164d0197","水分分析仪","ZDY-501","分辨率0-99.10％",3192.52,"上海仪电分析仪器有限公司","雷磁","中国","2013-07-08","教学","德元贷款"]
[1177,"化学工程与工艺专业实验室","2011001144","双水池柜","1500*750*800","钢木结构",2490,"昆明科奥特实验室设备有限公司",null,"中国","2011-11-01","教学","呈贡校区建设费","夏举佩"]
[1178,"化学工程与工艺专业实验室","2011001145","双水池柜","1500*750*800","钢木结构",2490,"昆明科奥特实验室设备有限公司",null,"中国","2011-11-01","教学","呈贡校区建设费","夏举佩"]
[1179,"化学工程与工艺专业实验室","2011001146","双水池柜","1500*750*800","钢木结构",2490,"昆明科奥特实验室设备有限公司",null,"中国","2011-11-01","教学","呈贡校区建设费","夏举佩"]
[1180,"化学工程与工艺专业实验室","2011001147","双水池柜","1500*750*800","钢木结构",2490,"昆明科奥特实验室设备有限公司",null,"中国","2011-11-01","教学","呈贡校区建设费","夏举佩"]
[1181,"化学工程与工艺专业实验室","2011001148","双水池柜","1500*750*800","钢木结构",2490,"昆明科奥特实验室设备有限公司",null,"中国","2011-11-01","教学","呈贡校区建设费","夏举佩"]
[1182,"化学工程与工艺专业实验室","2011001151","双水池柜","900*750*800","钢木结构",1763,"昆明科奥特实验室设备有限公司",null,"中国","2011-11-01","教学","呈贡校区建设费","夏举佩"]
[1183,"化学工程与工艺专业实验室","2011001152","双水池柜","900*750*800","钢木结构",1763,"昆明科奥特实验室设备有限公司",null,"中国","2011-11-01","教学","呈贡校区建设费","夏举佩"]
[1184,"化学工程与工艺专业实验室","2011001153","双水池柜","900*750*800","钢木结构",1763,"昆明科奥特实验室设备有限公司",null,"中国","2011-11-01","教学","呈贡校区建设费","夏举佩"]
[1185,"化学工程与工艺专业实验室","2011001154","双水池柜","900*750*800","钢木结构",1763,"昆明科奥特实验室设备有限公司",null,"中国","2011-11-01","教学","呈贡校区建设费","夏举佩"]
[1186,"化学工程与工艺专业实验室","2011001155","双水池柜","900*750*800","钢木结构",1763,"昆明科奥特实验室设备有限公司",null,"中国","2011-11-01","教学","呈贡校区建设费","夏举佩"]
[1187,"化学工程与工艺专业实验室","2011001156","双水池柜","900*750*800","钢木结构",1763,"昆明科奥特实验室设备有限公司",null,"中国","2011-11-01","教学","呈贡校区建设费","夏举佩"]
[1188,"化学工程与工艺专业实验室","2011001157","双水池柜","900*750*800","钢木结构",1763,"昆明科奥特实验室设备有限公司",null,"中国","2011-11-01","教学","呈贡校区建设费","夏举佩"]
[1189,"化学工程与工艺专业实验室","2011001158","双水池柜","900*750*800","钢木结构",1763,"昆明科奥特实验室设备有限公司",null,"中国","2011-11-01","教学","呈贡校区建设费","夏举佩"]
[1190,"化学工程与工艺专业实验室","2011001159","双水池柜","900*750*800","钢木结构",1763,"昆明科奥特实验室设备有限公司",null,"中国","2011-11-01","教学","呈贡校区建设费","夏举佩"]
[1191,"化学工程与工艺专业实验室","2011001160","双水池柜","900*750*800","钢木结构",1763,"昆明科奥特实验室设备有限公司",null,"中国","2011-11-01","教学","呈贡校区建设费","夏举佩"]
[1192,"化学工程与工艺专业实验室","2011001161","双水池柜","900*750*800","钢木结构",1763,"昆明科奥特实验室设备有限公司",null,"中国","2011-11-01","教学","呈贡校区建设费","夏举佩"]
[1193,"化学工程与工艺专业实验室","2011001162","双水池柜","900*750*800","钢木结构",1763,"昆明科奥特实验室设备有限公司",null,"中国","2011-11-01","教学","呈贡校区建设费","夏举佩"]
[1194,"化学工程与工艺专业实验室","2011001163","双水池柜","900*750*800","钢木结构",1763,"昆明科奥特实验室设备有限公司",null,"中国","2011-11-01","教学","呈贡校区建设费","夏举佩"]
[1195,"化学工程与工艺专业实验室","2011001164","双水池柜","900*750*800","钢木结构",1763,"昆明科奥特实验室设备有限公司",null,"中国","2011-11-01","教学","呈贡校区建设费","夏举佩"]
[1196,"化学工程与工艺专业实验室","20075312","双目型偏光显微镜","BK-POL","放大倍数40-1000倍",35100,"重庆奥特光学仪器公司",null,"中国","2007-12-01","教学","教学设备费","夏举佩"]
[1197,"化学工程与工艺专业实验室","2014003415","双联平行反应釜","TK-GPF2","含2台容积为250ml反应釜与2台100ml的下釜体",58000,"西安太康生物科技有限公司","西安太康","中国","2013-07-12","教学","中央财政专项资金","蒋丽红"]
[1198,"化学工程与工艺专业实验室","2014003413","双功能水浴振荡器","SHA-B","转速振幅：起动 0～300r/min",2800,"常州国华电器有限公司","常州国华","中国","2013-07-12","教学","中央财政专项资金","罗康碧"]
[1199,"化学工程与工艺专业实验室","2014003414","双功能水浴振荡器","SHA-B","转速振幅：起动 0～300r/min",2800,"常州国华电器有限公司","常州国华","中国","2013-07-12","教学","中央财政专项资金","罗康碧"]
[1200,"化学工程与工艺专业实验室","2017004312","数字电导率仪","DDS-11A","温度补偿范围：（5~35）℃",2600,"上海精密科学仪器有限公司","精密","中国","2015-10-13","科研","人才引进费","谢德龙"]
[1201,"化学工程与工艺专业实验室","2015013939","数显主机","4442025","15L/0-2000rpm",8160,"艾卡（广州）仪器设备有限公司","IKA","中国","2015-06-23","科研","重点学科建设经费","梅毅"]
[1202,"化学工程与工艺专业实验室","2015013941","数显主机","R40","25L/0-2000rpm",8380,"艾卡（广州）仪器设备有限公司","IKA","中国","2015-06-23","科研","重点学科建设经费","梅毅"]
[1203,"化学工程与工艺专业实验室","2015013942","数显主机","R60","40L/0-2000rpm",10840,"艾卡（广州）仪器设备有限公司","IKA","中国","2015-06-23","科研","重点学科建设经费","梅毅"]
[1204,"化学工程与工艺专业实验室","20072808","数显酸度计","PHS-3E","分辨ph:0.01ph",1680,"江苏江分电分析公司",null,"中国","2007-09-01","教学","教学设备费","夏举佩"]
[1205,"化学工程与工艺专业实验室","20072809","数显酸度计","PHS-3E","分辨ph:0.01ph",1680,"江苏江分电分析公司",null,"中国","2007-09-01","教学","教学设备费","夏举佩"]
[1206,"化学工程与工艺专业实验室","80027578","数显酸度计","PHS-3B","温度：0.01-100℃",2100,"上海雷磁仪器厂",null,"中国","2008-12-01","教学","教学设备费","李沪萍"]
[1207,"化学工程与工艺专业实验室","80027579","数显酸度计","PHS-3B","温度：0.01-100℃",2100,"上海雷磁仪器厂",null,"中国","2008-12-01","教学","教学设备费","李沪萍"]
[1208,"化学工程与工艺专业实验室","20154d0501","数显六联电动搅拌器","JJ-4A","数显测速：0～3000转/min，定时：120 min，功率：180 W。",2941.19,"西安德派生物科技有限公司","德派","中国","2013-07-08","教学","德元贷款","陈卓"]
[1209,"化学工程与工艺专业实验室","20154d0502","数显六联电动搅拌器","JJ-4A","数显测速：0～3000转/min，定时：120 min，功率：180 W。",2941.19,"西安德派生物科技有限公司","德派","中国","2013-07-08","教学","德元贷款","陈卓"]
[1210,"化学工程与工艺专业实验室","2011008930","数显搅拌器","HSDJ-110","最大容量：40L",1380,"金坛市双捷实验仪器厂",null,"中国","2011-12-01","教学","呈贡校区建设费","夏举佩"]
[1211,"化学工程与工艺专业实验室","11024778","数显恒温水浴振荡器","SHA-B","振幅：20mm",3560,"江苏金坛科析仪器公司",null,"中国","2011-09-01","教学","呈贡校区建设费","赵榆林"]
[1212,"化学工程与工艺专业实验室","20164d0593","数显电热恒温干燥箱","101-3A","*",2139.05,"上海圣科仪器设备有限公司","圣科","中国","2013-07-08","教学","德元贷款"]
[1213,"化学工程与工艺专业实验室","20164d0594","数显电热恒温干燥箱","101-3A","*",2139.05,"上海圣科仪器设备有限公司","圣科","中国","2013-07-08","教学","德元贷款"]
[1214,"化学工程与工艺专业实验室","20164d0194","数显白度仪","WGZ-1","分辨率0-99.9％",2994.66,"海鼎科科学仪器有限公司","鼎科","中国","2013-07-08","教学","德元贷款"]
[1215,"化学工程与工艺专业实验室","20164d0195","数显白度仪","WGZ-1","分辨率0-99.9％",2994.66,"海鼎科科学仪器有限公司","鼎科","中国","2013-07-08","教学","德元贷款"]
[1216,"化学工程与工艺专业实验室","11027300","数码相机","佳能 600（18-135）","1600万像素",9700,"佳能公司",null,"马来西亚","2011-12-01","科研","科研费","贾庆明"]
[1217,"化学工程与工艺专业实验室","20043277","数码相机","美能达Z2","400万像素",3850,"北京美能达公司",null,"中国","2004-09-01","科研","科研费","余建川"]
[1218,"化学工程与工艺专业实验室","2017004311","手套箱","Super(1220/750/900)","箱子尺子：1220*750*900mm",130000,"米开罗那（中国)有限公司","米开罗那","中国","2015-10-13","科研","人才引进费","廉培超"]
[1219,"化学工程与工艺专业实验室","19960924","试验用压片机","*","Φ16mm",4650,"昆明青力机械厂",null,"中国","1996-12-01","科研","教学设备费","祝琳华"]
[1220,"化学工程与工艺专业实验室","2011001088","实验台","1500*1500*800","钢木结构",3180,"昆明科奥特实验室设备有限公司",null,"中国","2011-11-01","教学","呈贡校区建设费","毛文元"]
[1221,"化学工程与工艺专业实验室","20062813","实验室砼搅拌机","HJW-60单卧轴","JG3036-1996",4000,"沈阳巨林检验仪器公司",null,"中国","2006-07-01","科研","科研费","夏举佩"]
[1222,"化学工程与工艺专业实验室","20154d0439","实验软件","RJ101","一氧化碳中低温变换工艺实验的计算机仿真",3422.47,"华东理工大学化学工程与工艺实验中心","ECUST","中国","2013-07-08","教学","德元贷款","陈卓"]
[1223,"化学工程与工艺专业实验室","2017004334","实验高压均质机","AH-BASIC","产品过程年度：<2000cps",130000,"ATS ENGINEERINGING","ATS","中国","2015-10-13","科研","人才引进费","谢德龙"]
[1224,"化学工程与工艺专业实验室","20106525","实验反应釜","WFS-0.5","500ml，20℃-250℃",6000,"山东反应釜设备厂",null,"中国","2010-12-01","科研","科研费","贾庆明"]
[1225,"化学工程与工艺专业实验室","2015014108","湿法磷酸萃取槽","非标","100w，90-1300r/min，45L",20680,"浙江诚泰化工机械有限公司","诚泰","中国","2015-04-20","科研","重点学科建设经费","梅毅"]
[1226,"化学工程与工艺专业实验室","2016001824","摄像机","索尼FDR-AX30","4K/25P影像录制（逐行扫描）像素1820万",6200,"索尼中国有限公司","索尼","中国","2016-02-02","教学","重点学科建设经费","蒋丽红"]
[1227,"化学工程与工艺专业实验室","20120895","沙发","三人位","牛皮",1700,"广州办公家具厂",null,"中国","2012-06-01","科研","科研费","陈卓"]
[1228,"化学工程与工艺专业实验室","2016001801","扫描仪","爱普生V370","大幅面：A4 ",1000,"爱普生中国有限公司","爱普生","中国","2016-02-02","科研","重点学科建设经费","蒋丽红"]
[1229,"化学工程与工艺专业实验室","2016010788","扫描仪","惠普 HP SCANJET G4050","A4，平板式，4800×4800dpi，216×311mm.",2310,"惠普（重庆）有限公司","惠普","中国","2016-10-24","教学","人才引进费","梅毅"]
[1230,"化学工程与工艺专业实验室","20023378","扫描器","MICAOTEK98","*",1780,"台湾Micontef公司",null,"中国","2002-07-01","科研","科研费","唐辉"]
[1231,"化学工程与工艺专业实验室","20164d0165","三相流化床实验装置","RE-B-1","电源：220V-50Hz",48128.51,"天津津大莱博科技有限公司","津大莱博","中国","2013-07-08","教学","德元贷款"]
[1232,"化学工程与工艺专业实验室","20164d0166","三相流化床实验装置","RE-B-1","电源：220V-50Hz",48128.51,"天津津大莱博科技有限公司","津大莱博","中国","2013-07-08","教学","德元贷款"]
[1233,"化学工程与工艺专业实验室","20164d0167","三相流化床实验装置","RE-B-1","电源：220V-50Hz",48128.51,"天津津大莱博科技有限公司","津大莱博","中国","2013-07-08","教学","德元贷款"]
[1234,"化学工程与工艺专业实验室","2014003420","三位一体合成萃取反应仪","UWave-1000","微波功率范围：0～1000W,微波,紫外,超声波.",132000,"上海新仪微波化学科技有限公司","上海新仪","中国","2013-07-12","教学","中央财政专项资金","蒋丽红"]
[1235,"化学工程与工艺专业实验室","2013002418","软化点热值测定仪","FP90","温度范围：室温-375度 重复性 0.3",226800,"梅特勒公司",null,"瑞士","2013-01-01","教学","重点学科建设经费","蒋丽红"]
[1236,"化学工程与工艺专业实验室","2014003412","蠕动泵","BT100-2J","流量范围：0.007～380mL/min",2400,"保定兰格恒流泵有限公司","保定兰格","中国","2013-07-12","教学","中央财政专项资金","唐辉"]
[1237,"化学工程与工艺专业实验室","2017004306","蠕动泵","YZ1515X","适用电源：AC90V-260V/30W",4000,"保定兰格恒流泵有限公司","兰格","中国","2015-10-13","科研","人才引进费","谢德龙"]
[1238,"化学工程与工艺专业实验室","2017004307","蠕动泵","YZ1515X","适用电源：AC90V-260V/30W",4000,"保定兰格恒流泵有限公司","兰格","中国","2015-10-13","科研","人才引进费","谢德龙"]
[1239,"化学工程与工艺专业实验室","2017004308","蠕动泵","YZ1515X","适用电源：AC90V-260V/30W",4000,"保定兰格恒流泵有限公司","兰格","中国","2015-10-13","科研","人才引进费","谢德龙"]
[1240,"化学工程与工艺专业实验室","2017004309","蠕动泵","YZ1515X","最大流量：1140ml/min",4000,"保定兰格恒流泵有限公司","兰格","中国","2015-10-13","科研","人才引进费","谢德龙"]
[1241,"化学工程与工艺专业实验室","2017004310","蠕动泵","WX10-14","最大流量：20ml/min",4000,"保定兰格恒流泵有限公司","兰格","中国","2015-10-13","科研","人才引进费","谢德龙"]
[1242,"化学工程与工艺专业实验室","2017004305","熔融指数测定仪","XNR-400B","控制方式：PLC",16000,"承德市大加仪器有限公司","大加","中国","2015-10-13","科研","人才引进费","谢德龙"]
[1243,"化学工程与工艺专业实验室","2014005687","容声冰箱","容声BCD-202M/TX6-GF61","三开门；总容积202L；尺寸600×550×1703mm",1498,"广东容声电器股份有限公司","容声","中国","2014-11-09","科研","科研费","蒋丽红"]
[1244,"化学工程与工艺专业实验室","2014003378","热变形维卡软化点测定仪","XRW-300HA","高分子材料变形测量范围：0～1.5mm",28000,"承德市大加仪器有限公司","承德大加","中国","2013-07-12","教学","中央财政专项资金","刘东辉"]
[1245,"化学工程与工艺专业实验室","2017004304","热变形维卡软化点测定仪","XRW-300UA","温度显示值误差：0.1℃",23000,"承德市大加仪器有限公司","大加","中国","2015-10-13","科研","人才引进费","谢德龙"]
[1246,"化学工程与工艺专业实验室","2014003411","全自动旋光仪","Autopol I-S2","测量范围：±89.99°Arc；浓度：0～99.9%",199000,"美国鲁道夫公司","美国鲁道夫","美国","2013-07-12","教学","中央财政专项资金","蒋丽红"]
[1247,"化学工程与工艺专业实验室","20072805","全自动工业分析仪","MAC-2000","测定时间＜20min",105000,"江苏江分电分析公司",null,"中国","2007-09-01","教学","教学设备费","夏举佩"]
[1248,"化学工程与工艺专业实验室","20061281","全自动氮吸附比表面仪","3H-2000III型","测量范围0.01-4000",69500,"北京汇海宏纳米公司",null,"中国","2006-04-01","教学","重点学科建设经费","蒋丽红"]
[1249,"化学工程与工艺专业实验室","20044999","球磨机","72L","*",4000,"昆明启明新型建材公司",null,"中国","2004-11-01","科研","自筹经费","夏举佩"]
[1250,"化学工程与工艺专业实验室","20120443","轻便剪切仪","ZJ-2型","最大法向力12KN",4800,"南京宁西土壤仪器公司",null,"中国","2012-03-01","科研","科研费","夏举佩"]
[1251,"化学工程与工艺专业实验室","2011001263","器皿柜","1000*470*200","铝木结构",1100,"昆明科奥特实验室设备有限公司",null,"中国","2011-11-01","教学","呈贡校区建设费","夏举佩"]
[1252,"化学工程与工艺专业实验室","2011001264","器皿柜","1000*470*200","铝木结构",1100,"昆明科奥特实验室设备有限公司",null,"中国","2011-11-01","教学","呈贡校区建设费","夏举佩"]
[1253,"化学工程与工艺专业实验室","19950412","气压水银表","动槽式","*",1100,"宁波气象仪器厂",null,"中国","1995-10-01","教学","教学设备费","赵榆林"]
[1254,"化学工程与工艺专业实验室","2015003756","气体质量流量控制器","CS200A","0.05-0.45MPa",7400,"北京七星华创电子股份有限公司","七星","中国","2015-05-13","科研","重点学科建设经费","梅毅"]
[1255,"化学工程与工艺专业实验室","2015003757","气体质量流量控制器","CS200A","0.05-0.45MPa",7400,"北京七星华创电子股份有限公司","七星","中国","2015-05-13","科研","重点学科建设经费","梅毅"]
[1256,"化学工程与工艺专业实验室","2015003758","气体质量流量控制器","CS200D","0.05-0.35MPa",12300,"北京七星华创电子股份有限公司","七星","中国","2015-05-13","科研","重点学科建设经费","梅毅"]
[1257,"化学工程与工艺专业实验室","2016004025","气体质量流量控制器","CS-200","0-500sccm，0-50slm",7590,"北京七星华创电子股份有限公司","七星华创","中国","2016-03-17","科研","科研费","梅毅"]
[1258,"化学工程与工艺专业实验室","2011001182","气瓶柜","900*450*1800","全钢结构",2600,"昆明科奥特实验室设备有限公司",null,"中国","2011-11-01","教学","呈贡校区建设费","夏举佩"]
[1259,"化学工程与工艺专业实验室","2011001183","气瓶柜","900*450*1800","全钢结构",2600,"昆明科奥特实验室设备有限公司",null,"中国","2011-11-01","教学","呈贡校区建设费","夏举佩"]
[1260,"化学工程与工艺专业实验室","2011001184","气瓶柜","900*450*1800","全钢结构",2600,"昆明科奥特实验室设备有限公司",null,"中国","2011-11-01","教学","呈贡校区建设费","夏举佩"]
[1261,"化学工程与工艺专业实验室","2011001185","气瓶柜","900*450*1800","全钢结构",2600,"昆明科奥特实验室设备有限公司",null,"中国","2011-11-01","教学","呈贡校区建设费","夏举佩"]
[1262,"化学工程与工艺专业实验室","2011001186","气瓶柜","900*450*1800","全钢结构",2600,"昆明科奥特实验室设备有限公司",null,"中国","2011-11-01","教学","呈贡校区建设费","夏举佩"]
[1263,"化学工程与工艺专业实验室","2011001500","气瓶柜","900*450*1800","全钢结构",2600,"昆明科奥特实验室设备有限公司",null,"中国","2011-11-01","教学","呈贡校区建设费","贾庆明"]
[1264,"化学工程与工艺专业实验室","2011001501","气瓶柜","900*450*1800","全钢结构",2600,"昆明科奥特实验室设备有限公司",null,"中国","2011-11-01","教学","呈贡校区建设费","贾庆明"]
[1265,"化学工程与工艺专业实验室","2011001502","气瓶柜","900*450*1800","全钢结构",2600,"昆明科奥特实验室设备有限公司",null,"中国","2011-11-01","教学","呈贡校区建设费","贾庆明"]
[1266,"化学工程与工艺专业实验室","2016006437","气瓶柜","900*450*1800mm","双瓶柜（900*450*1800)有视窗防爆玻璃，有报警装置",2900,"江苏远中实验室系统有限公司","江苏远中","中国","2016-03-14","教学","其它经费","陈卓"]
[1267,"化学工程与工艺专业实验室","2016006438","气瓶柜","900*450*1800mm","双瓶柜（900*450*1800)有视窗防爆玻璃，有报警装置",2900,"江苏远中实验室系统有限公司","江苏远中","中国","2016-03-14","教学","其它经费","陈卓"]
[1268,"化学工程与工艺专业实验室","2016006439","气瓶柜","900*450*1800mm","双瓶柜（900*450*1800)有视窗防爆玻璃，有报警装置",2900,"江苏远中实验室系统有限公司","江苏远中","中国","2016-03-14","教学","其它经费","陈卓"]
[1269,"化学工程与工艺专业实验室","20120898","普通电子天平","FA2004","量程0-200g",2600,"上海恒平仪器公司",null,"中国","2012-06-01","科研","科研费","周新涛"]
[1270,"化学工程与工艺专业实验室","2014003379","偏光显微镜熔点测定仪","XPN-203E","总放大倍数：40X～630X",38900,"上海长方光学仪器有限公司","上海长方光学","中国","2013-07-12","教学","中央财政专项资金","刘东辉"]
[1271,"化学工程与工艺专业实验室","20074234","膨胀分析仪","JHT-P","电炉温度：0-600℃",14500,"鹤壁天龙煤质仪器公司",null,"中国","2007-10-01","教学","教学设备费","夏举佩"]
[1272,"化学工程与工艺专业实验室","20042050","盘式造粒机","TB750","*",7000,"陕西咸阳天邦机械厂",null,"中国","2004-09-01","科研","科研费","唐辉"]
[1273,"化学工程与工艺专业实验室","20154d0504","凝胶渗透色谱仪","LC98II-RI","流量范围：0.01~10 mL/min；流量稳定度：≤±0.05%；压力范围：0.00~42 Mpa；温度范围：室温~150℃；设定精度：±0.1℃。",227808.31,"北京温分分析仪器技术开发有限公司","温分","中国","2013-07-08","教学","德元贷款","陈卓"]
[1274,"化学工程与工艺专业实验室","20065653","目视比色箱","QSS","光照度大于1000LX",2000,"天津精科材料试验机厂",null,"中国","2006-12-01","科研","重点学科建设经费","蒋丽红"]
[1275,"化学工程与工艺专业实验室","2014004532","毛细管柱","DB-5","毛细管30m×0.32mm×0.25um，-60℃-325℃",2800,"安捷伦科技有限公司","安捷伦","中国","2014-11-03","教学","重点学科建设经费","蒋丽红"]
[1276,"化学工程与工艺专业实验室","11024775","马弗炉","SX-8-10","额定温度：1000℃",3400,"天津泰斯特仪器公司",null,"中国","2011-09-01","教学","呈贡校区建设费","赵榆林"]
[1277,"化学工程与工艺专业实验室","11024782","马弗炉","SX-2.5-12","温度1200℃",2640,"天津泰斯特仪器公司",null,"中国","2011-09-01","教学","呈贡校区建设费","赵榆林"]
[1278,"化学工程与工艺专业实验室","20074049","马弗炉","4-10","*",2700,"上海实验仪器厂",null,"中国","2007-04-01","科研","科研费","祝琳华"]
[1279,"化学工程与工艺专业实验室","20164d0204","马弗炉","SX-5-12","容积：7L；最高温度：1200 ℃；控温精度：±1 ℃；",3422.47,"上海圣科仪器设备有限公司/常州衡正电子仪器有限公司（代理）","圣科","中国","2013-07-08","教学","德元贷款","贾庆明"]
[1280,"化学工程与工艺专业实验室","20164d0205","马弗炉","SX-5-12","容积：7L；最高温度：1200 ℃；控温精度：±1 ℃；",3422.47,"上海圣科仪器设备有限公司/常州衡正电子仪器有限公司（代理）","圣科","中国","2013-07-08","教学","德元贷款","蒋丽红"]
[1281,"化学工程与工艺专业实验室","20164d0206","马弗炉","SX-5-12","容积：7L；最高温度：1200 ℃；控温精度：±1 ℃；",3422.47,"上海圣科仪器设备有限公司/常州衡正电子仪器有限公司（代理）","圣科","中国","2013-07-08","教学","德元贷款","罗康碧"]
[1282,"化学工程与工艺专业实验室","20072796","罗加指数分析仪","NJ-11","移鼓转速50±2r/min",4300,"鹤壁华泰仪器仪表公司",null,"中国","2007-09-01","教学","教学设备费","夏举佩"]
[1283,"化学工程与工艺专业实验室","2017004303","临界氧指数仪","COI","氧浓度测量范围：0-100%",35000,"昆山莫帝斯科燃烧技术仪器有限公司","莫帝斯","中国","2015-10-13","科研","人才引进费","谢德龙"]
[1284,"化学工程与工艺专业实验室","20074233","粒度仪","LS-603","测试范围:0.1-500um",88600,"珠海欧美克科技公司",null,"中国","2007-10-01","教学","教学设备费","夏举佩"]
[1285,"化学工程与工艺专业实验室","20075318","沥青软化点测定仪","SYP4202-I","功率1KW 钢球9-53mm",1500,"上海阳德石油有限公司",null,"中国","2007-12-01","教学","教学设备费","夏举佩"]
[1286,"化学工程与工艺专业实验室","20061280","立式多用吸附仪","非标产品","1000℃微型反应加热炉",79300,"天津大学北洋化工公司",null,"中国","2006-04-01","教学","重点学科建设经费","祝琳华"]
[1287,"化学工程与工艺专业实验室","20154d0498","离子色谱仪","883","流速：0.05～10 mL/min，脉动＜1%；电导检测器测量范围：0～10000 μS；电化学检测器测量范围：0～100 nA",171109.06,"瑞士万通中国有限公司","万通","瑞士","2013-07-08","教学","德元贷款","苏毅"]
[1288,"化学工程与工艺专业实验室","20091783","离心机","2-16P","最大转速15300rpm",48000,"Sigma公司",null,"德国","2009-05-01","教学","教学设备费","李沪萍"]
[1289,"化学工程与工艺专业实验室","20130321","离心机","TDL-80-2B","最大转速4000rpm",1100,"上海安亭科学仪器公司",null,"中国","2013-03-01","科研","科研费","廉培超"]
[1290,"化学工程与工艺专业实验室","19910061","离心泵性能测定装置","PXN-1 11/2BA-6","*",5616,"无",null,"中国","1991-03-01","教学","教学设备费","毛文元"]
[1291,"化学工程与工艺专业实验室","2014003407","冷却水循环装置","CA-1111","冷却能力：1200W",23000,"上海爱朗仪器有限公司","上海爱朗","中国","2013-07-12","教学","中央财政专项资金","蒋丽红"]
[1292,"化学工程与工艺专业实验室","2014003408","冷却水循环装置","CA-1111","冷却能力：1200W",23000,"上海爱朗仪器有限公司","上海爱朗","中国","2013-07-12","教学","中央财政专项资金","蒋丽红"]
[1293,"化学工程与工艺专业实验室","2013414376","快速电热水器","奥特朗DSF423","即开即热，加热温度大于40℃",2080,"奥特朗电器有限公司","奥特朗","中国","2013-11-14","科研","科研费","夏举佩"]
[1294,"化学工程与工艺专业实验室","2014002201","空气压缩机","SGK-2LB","空气流量0-2L/min",3500,"北京东方精华苑科技有限公司","精华苑科技","中国","2014-05-15","科研","重点学科建设经费","祝琳华"]
[1295,"化学工程与工艺专业实验室","20102127","空气发生器","CA-2","300ml/min",2800,"武汉科林公司",null,"中国","2010-06-01","教学","教学设备费","赵榆林"]
[1296,"化学工程与工艺专业实验室","20101370","课程论坛和答题系统软件","*","*",5000,"昆明舟禾科技公司",null,"中国","2010-04-01","教学","教学设备费","黄云华"]
[1297,"化学工程与工艺专业实验室","2015014811","可见分光光度计","721G","340-1000nm",1625,"上海仪电分析仪器有限公司","仪电","中国","2015-03-10","科研","重点学科建设经费","梅毅"]
[1298,"化学工程与工艺专业实验室","11027665","镜头","佳能 70-300","300万倍",8700,"佳能公司",null,"中国","2011-12-01","科研","科研费","贾庆明"]
[1299,"化学工程与工艺专业实验室","11027666","镜头","佳能 70-300","300万倍",8700,"佳能公司",null,"中国","2011-12-01","科研","科研费","贾庆明"]
[1300,"化学工程与工艺专业实验室","2017004328","静音无油空压机","OTS750x2-50L","使用压力：0.7mpa",2000,"台州市奥突斯工贸有限公司","奥突斯","中国","2015-10-13","科研","人才引进费","谢德龙"]
[1301,"化学工程与工艺专业实验室","2015000920","精密型盐水喷雾试验箱","JR-SH-60","220V,50Hz",8700,"深圳市杰瑞试验设备有限公司","杰瑞","中国","2015-03-25","科研","重点学科建设经费","梅毅"]
[1302,"化学工程与工艺专业实验室","2016006432","紧急喷淋洗眼器","SONY PMW-EX280","全高2325mm、淋身器2100mm、洗眼器高1030mm",2800,"绍兴市科恩实验设备有限公司","绍兴科恩","中国","2016-03-14","教学","其它经费","陈卓"]
[1303,"化学工程与工艺专业实验室","2016006433","紧急喷淋洗眼器","SONY PMW-EX280","全高2325mm、淋身器2100mm、洗眼器高1030mm",2800,"绍兴市科恩实验设备有限公司","绍兴科恩","中国","2016-03-14","教学","其它经费","陈卓"]
[1304,"化学工程与工艺专业实验室","2016006434","紧急喷淋洗眼器","SONY PMW-EX280","全高2325mm、淋身器2100mm、洗眼器高1030mm",2800,"绍兴市科恩实验设备有限公司","绍兴科恩","中国","2016-03-14","教学","其它经费","陈卓"]
[1305,"化学工程与工艺专业实验室","2016006435","紧急喷淋洗眼器","SONY PMW-EX280","全高2325mm、淋身器2100mm、洗眼器高1030mm",2800,"绍兴市科恩实验设备有限公司","绍兴科恩","中国","2016-03-14","教学","其它经费","陈卓"]
[1306,"化学工程与工艺专业实验室","2016006436","紧急喷淋洗眼器","SONY PMW-EX280","全高2325mm、淋身器2100mm、洗眼器高1030mm",2800,"绍兴市科恩实验设备有限公司","绍兴科恩","中国","2016-03-14","教学","其它经费","陈卓"]
[1307,"化学工程与工艺专业实验室","20071462","接触调压器","TSGC-9KVA","9KVA",1145,"德力西集团电气公司",null,"中国","2007-06-01","科研","科研费","张恒"]
[1308,"化学工程与工艺专业实验室","2011008932","搅拌器","HHJ","功率不小于70W",1460,"金坛市双捷实验仪器厂",null,"中国","2011-12-01","教学","呈贡校区建设费","夏举佩"]
[1309,"化学工程与工艺专业实验室","20120901","搅拌器","DF-101S","转速140±5r/min",1200,"郑州长城仪器公司",null,"中国","2012-06-01","科研","科研费","周新涛"]
[1310,"化学工程与工艺专业实验室","20120903","搅拌器","DF-101S","转速140±5r/min",1200,"郑州长城仪器公司",null,"中国","2012-06-01","科研","科研费","周新涛"]
[1311,"化学工程与工艺专业实验室","20120906","搅拌机","RW-20","转速125±10r/min",4500,"广州仪科公司",null,"中国","2012-06-01","科研","科研费","夏举佩"]
[1312,"化学工程与工艺专业实验室","20120907","搅拌机","RW-20","转速125±10r/min",4500,"广州仪科公司",null,"中国","2012-06-01","科研","科研费","夏举佩"]
[1313,"化学工程与工艺专业实验室","20120908","搅拌机","RW-20","转速125±10r/min",4500,"广州仪科公司",null,"中国","2012-06-01","科研","科研费","夏举佩"]
[1314,"化学工程与工艺专业实验室","2011001265","角柜","1000*1000*800","钢木结构",1500,"昆明科奥特实验室设备有限公司",null,"中国","2011-11-01","教学","呈贡校区建设费","夏举佩"]
[1315,"化学工程与工艺专业实验室","2011001266","角柜","1000*1000*800","钢木结构",1500,"昆明科奥特实验室设备有限公司",null,"中国","2011-11-01","教学","呈贡校区建设费","夏举佩"]
[1316,"化学工程与工艺专业实验室","2011001267","角柜","1000*1000*800","钢木结构",1500,"昆明科奥特实验室设备有限公司",null,"中国","2011-11-01","教学","呈贡校区建设费","夏举佩"]
[1317,"化学工程与工艺专业实验室","20072797","胶质层测定仪","JC-6","精度160±2mm/160mm",12900,"鹤壁华泰仪器仪表公司",null,"中国","2007-09-01","教学","教学设备费","夏举佩"]
[1318,"化学工程与工艺专业实验室","2015014812","交流参数稳压器","CWY-H-1KVA","154-264V",2820,"广东铁塔电气科技有限公司","铁塔","中国","2015-03-10","科研","重点学科建设经费","梅毅"]
[1319,"化学工程与工艺专业实验室","2015003759","减压阀","*","YQA-401、不锈钢",1000,"临海市大华仪表有限公司","勇超","中国","2015-04-10","科研","重点学科建设经费","陕绍云"]
[1320,"化学工程与工艺专业实验室","2014003406","检测显微镜","8XB-PC","光学方式：透射、返射、偏光、明场、暗场",81800,"上海光学仪器厂","上海光学","中国","2013-07-12","教学","中央财政专项资金","罗康碧"]
[1321,"化学工程与工艺专业实验室","2014003396","加热磁力搅拌器","RCT basic","搅拌量 (H2O)：20 L",5900,"德国IKA广州仪科实验室技术有限公司","德国IKA广州","中国","2013-07-12","教学","中央财政专项资金","蒋丽红"]
[1322,"化学工程与工艺专业实验室","2014003397","加热磁力搅拌器","RCT basic","搅拌量 (H2O)：20 L",5900,"德国IKA广州仪科实验室技术有限公司","德国IKA广州","中国","2013-07-12","教学","中央财政专项资金","蒋丽红"]
[1323,"化学工程与工艺专业实验室","2014003398","加热磁力搅拌器","RCT basic","搅拌量 (H2O)：20 L",5900,"德国IKA广州仪科实验室技术有限公司","德国IKA广州","中国","2013-07-12","教学","中央财政专项资金","蒋丽红"]
[1324,"化学工程与工艺专业实验室","2014003399","加热磁力搅拌器","RCT basic","搅拌量 (H2O)：20 L",5900,"德国IKA广州仪科实验室技术有限公司","德国IKA广州","中国","2013-07-12","教学","中央财政专项资金","蒋丽红"]
[1325,"化学工程与工艺专业实验室","2014003400","加热磁力搅拌器","RCT basic","搅拌量 (H2O)：20 L",8800,"德国IKA广州仪科实验室技术有限公司","德国IKA广州","中国","2013-07-12","教学","中央财政专项资金","蒋丽红"]
[1326,"化学工程与工艺专业实验室","2014003401","加热磁力搅拌器","RCT basic","搅拌量 (H2O)：20 L",8800,"德国IKA广州仪科实验室技术有限公司","德国IKA广州","中国","2013-07-12","教学","中央财政专项资金","蒋丽红"]
[1327,"化学工程与工艺专业实验室","2014003402","加热磁力搅拌器","RCT basic","搅拌量 (H2O)：20 L",8800,"德国IKA广州仪科实验室技术有限公司","德国IKA广州","中国","2013-07-12","教学","中央财政专项资金","蒋丽红"]
[1328,"化学工程与工艺专业实验室","2014003403","加热磁力搅拌器","RCT basic","搅拌量 (H2O)：20 L",8800,"德国IKA广州仪科实验室技术有限公司","德国IKA广州","中国","2013-07-12","教学","中央财政专项资金","蒋丽红"]
[1329,"化学工程与工艺专业实验室","2014003404","加热磁力搅拌器","RET basic","搅拌量 (H2O)：20 L,RET 基本型（安全型）",8800,"德国IKA广州仪科实验室技术有限公司","德国IKA广州","中国","2013-07-12","教学","中央财政专项资金","罗康碧"]
[1330,"化学工程与工艺专业实验室","2014003405","加热磁力搅拌器","RET basic","搅拌量 (H2O)：20 L,RET 基本型（安全型）",8800,"德国IKA广州仪科实验室技术有限公司","德国IKA广州","中国","2013-07-12","教学","中央财政专项资金","罗康碧"]
[1331,"化学工程与工艺专业实验室","2014001428","集热式恒温磁力搅拌器","DF-101S","500W,250-2000ml",1260,"郑州长城科工贸有限公司","长城","中国","2014-03-18","科研","科研费","祝琳华"]
[1332,"化学工程与工艺专业实验室","2014000812","集热式磁力搅拌器","DF-101S","220V,50Hz",1100,"巩义市予华仪器有限责任公司","予华","中国","2013-11-06","科研","重点学科建设经费","蒋丽红"]
[1333,"化学工程与工艺专业实验室","2014000813","集热式磁力搅拌器","DF-101S","220V,50Hz",1100,"巩义市予华仪器有限责任公司","予华","中国","2013-11-06","科研","重点学科建设经费","蒋丽红"]
[1334,"化学工程与工艺专业实验室","2014000815","集热式磁力搅拌器","DF-101S","220V,50Hz",1100,"巩义市予华仪器有限责任公司","予华","中国","2013-04-02","科研","重点学科建设经费","蒋丽红"]
[1335,"化学工程与工艺专业实验室","11024619","激光一体机","兄弟DCT-7055","打印、复印、扫描",1480,"兄弟工业株式会社",null,"日本","2011-09-01","科研","科研费","苏毅"]
[1336,"化学工程与工艺专业实验室","11027299","激光一体机","联想 M5786","复印/打印/扫描",4680,"联想集团公司",null,"中国","2011-12-01","科研","科研费","陕绍云"]
[1337,"化学工程与工艺专业实验室","20043023","激光打印机","HP1010","兼容机",2260,"惠普公司",null,"中国","2004-01-01","科研","科研费","祝琳华"]
[1338,"化学工程与工艺专业实验室","20154d0490","激光打印机","LaserJet Pro P1566","黑白激光打印机,16页/min,A4",1283.43,"惠普/北京慧点数码科技有限公司（代理）","惠普","中国","2013-07-08","教学","德元贷款","张恒"]
[1339,"化学工程与工艺专业实验室","20154d0491","激光打印机","LaserJet Pro P1566","黑白激光打印机,16页/min,A4",1283.43,"惠普/北京慧点数码科技有限公司（代理）","惠普","中国","2013-07-08","教学","德元贷款","张恒"]
[1340,"化学工程与工艺专业实验室","20154d0492","激光打印机","LaserJet Pro P1566","黑白激光打印机,16页/min,A4",1283.43,"惠普/北京慧点数码科技有限公司（代理）","惠普","中国","2013-07-08","教学","德元贷款","张恒"]
[1341,"化学工程与工艺专业实验室","20154d0493","激光打印机","LaserJet Pro P1566","黑白激光打印机,16页/min,A4",1283.43,"惠普/北京慧点数码科技有限公司（代理）","惠普","中国","2013-07-08","教学","德元贷款","张恒"]
[1342,"化学工程与工艺专业实验室","20154d0494","激光打印机","LaserJet Pro P1566","黑白激光打印机,16页/min,A4",1283.43,"惠普/北京慧点数码科技有限公司（代理）","惠普","中国","2013-07-08","教学","德元贷款","张恒"]
[1343,"化学工程与工艺专业实验室","20154d0495","激光打印机","LaserJet Pro P1566","黑白激光打印机,16页/min,A4",1283.43,"惠普/北京慧点数码科技有限公司（代理）","惠普","中国","2013-07-08","教学","德元贷款","张恒"]
[1344,"化学工程与工艺专业实验室","20154d0496","激光打印机","LaserJet Pro P1566","黑白激光打印机,16页/min,A4",1283.43,"惠普/北京慧点数码科技有限公司（代理）","惠普","中国","2013-07-08","教学","德元贷款","张恒"]
[1345,"化学工程与工艺专业实验室","20154d0497","激光打印机","LaserJet Pro P1566","黑白激光打印机,16页/min,A4",1283.43,"惠普/北京慧点数码科技有限公司（代理）","惠普","中国","2013-07-08","教学","德元贷款","张恒"]
[1346,"化学工程与工艺专业实验室","2014003395","积分通用白度测量仪","GQS-202","测量孔径：φ15mm",6200,"辽宁仪表研究所有限责任公司","辽宁仪表","中国","2013-07-12","教学","中央财政专项资金","罗康碧"]
[1347,"化学工程与工艺专业实验室","2014003386","机械搅拌器","RW20 digital","最大搅拌量 (H2O)：20 l",6200,"德国IKA广州仪科实验室技术有限公司","德国IKA广州","中国","2013-07-12","教学","中央财政专项资金","蒋丽红"]
[1348,"化学工程与工艺专业实验室","2014003387","机械搅拌器","RW20 digital","最大搅拌量 (H2O)：20 l",6200,"德国IKA广州仪科实验室技术有限公司","德国IKA广州","中国","2013-07-12","教学","中央财政专项资金","蒋丽红"]
[1349,"化学工程与工艺专业实验室","2014003388","机械搅拌器","RW20 digital","最大搅拌量 (H2O)：20 l",6200,"德国IKA广州仪科实验室技术有限公司","德国IKA广州","中国","2013-07-12","教学","中央财政专项资金","蒋丽红"]
[1350,"化学工程与工艺专业实验室","2014003389","机械搅拌器","RW20 digital","最大搅拌量 (H2O)：20 l",6200,"德国IKA广州仪科实验室技术有限公司","德国IKA广州","中国","2013-07-12","教学","中央财政专项资金","蒋丽红"]
[1351,"化学工程与工艺专业实验室","2014003390","机械搅拌器","RW20 digital","最大搅拌量 (H2O)：20 l",6200,"德国IKA广州仪科实验室技术有限公司","德国IKA广州","中国","2013-07-12","教学","中央财政专项资金","蒋丽红"]
[1352,"化学工程与工艺专业实验室","2014003391","机械搅拌器","RW20 digital","最大搅拌量 (H2O)：20 l",6200,"德国IKA广州仪科实验室技术有限公司","德国IKA广州","中国","2013-07-12","教学","中央财政专项资金","蒋丽红"]
[1353,"化学工程与工艺专业实验室","2014003392","机械搅拌器","欧洲之星强力控制型","最大搅拌量 (H2O)：40L",12500,"德国IKA广州仪科实验室技术有限公司","德国IKA广州","中国","2013-07-12","教学","中央财政专项资金","蒋丽红"]
[1354,"化学工程与工艺专业实验室","2014003393","机械搅拌器","欧洲之星强力控制型","最大搅拌量 (H2O)：40L",12500,"德国IKA广州仪科实验室技术有限公司","德国IKA广州","中国","2013-07-12","教学","中央财政专项资金","蒋丽红"]
[1355,"化学工程与工艺专业实验室","2014003394","机械搅拌器","欧洲之星强力控制型","最大搅拌量 (H2O)：40L",12500,"德国IKA广州仪科实验室技术有限公司","德国IKA广州","中国","2013-07-12","教学","中央财政专项资金","蒋丽红"]
[1356,"化学工程与工艺专业实验室","20072801","火焰光度计","HG-5","测定元素：K Na",14500,"北京检测仪器厂",null,"中国","2007-09-01","教学","教学设备费","夏举佩"]
[1357,"化学工程与工艺专业实验室","20075313","活性分析仪","HX-1","炉膛温度1200-1300℃",11200,"鹤壁天龙煤质仪器公司",null,"中国","2007-12-01","教学","教学设备费","夏举佩"]
[1358,"化学工程与工艺专业实验室","20062814","混凝土振动台","80*80cm1.1kw","频率2860次/分",1200,"北京交科通达仪器公司",null,"中国","2006-07-01","科研","科研费","夏举佩"]
[1359,"化学工程与工艺专业实验室","20080590","化学吸附分析仪","ChemBet3000","体积精度1*10-4",300000,"康塔仪器有限公司",null,"美国","2008-03-01","教学","重点学科建设经费","蒋丽红"]
[1360,"化学工程与工艺专业实验室","2015014753","化学微波合成工作站","EXPLORER 12","环形聚焦单模微波模式，微波当量密度 ≥900w/升",384000,"美国培安公司","美国培安","美国","2013-07-12","科研","中央财政专项资金","蒋丽红"]
[1361,"化学工程与工艺专业实验室","2014003384","化学成份快速分析仪","GKF-6","硅酸盐,测量通道：3个,多元素快速分析",31600,"湘潭市仪器仪表有限公司","湘潭市仪器仪表","中国","2013-07-12","教学","中央财政专项资金","苏毅"]
[1362,"化学工程与工艺专业实验室","2014002614","恒温振荡器","YZQ-A","控温5-50℃，振荡速度40-300rpm",9980,"上海双舜实业发展有限公司","*","中国","2014-06-05","科研","科研费","周新涛"]
[1363,"化学工程与工艺专业实验室","20164d0222","恒温水浴搅拌机","76-1","电源：220V-50Hz",1711.24,"上海新诺仪器设备有限公司","新诺","中国","2013-07-08","教学","德元贷款"]
[1364,"化学工程与工艺专业实验室","20164d0223","恒温水浴搅拌机","76-1","电源：220V-50Hz",1711.24,"上海新诺仪器设备有限公司","新诺","中国","2013-07-08","教学","德元贷款"]
[1365,"化学工程与工艺专业实验室","20164d0214","恒温水浴锅"," HH-4 ","加热功率800W，温控范围：室温-100℃，控温精度±0.1℃",2673.81,"金坛市杰瑞尔电器有限公司","JRE\n杰瑞尔\r\n","中国","2013-07-08","教学","德元贷款"]
[1366,"化学工程与工艺专业实验室","20164d0215","恒温水浴锅"," HH-4 ","加热功率800W，温控范围：室温-100℃，控温精度±0.1℃",2673.81,"金坛市杰瑞尔电器有限公司","JRE\n杰瑞尔\r\n","中国","2013-07-08","教学","德元贷款"]
[1367,"化学工程与工艺专业实验室","20164d0216","恒温水浴锅"," HH-4 ","加热功率800W，温控范围：室温-100℃，控温精度±0.1℃",2673.81,"金坛市杰瑞尔电器有限公司","JRE\n杰瑞尔\r\n","中国","2013-07-08","教学","德元贷款"]
[1368,"化学工程与工艺专业实验室","20164d0217","恒温水浴锅"," HH-4 ","加热功率800W，温控范围：室温-100℃，控温精度±0.1℃",2673.81,"金坛市杰瑞尔电器有限公司","JRE\n杰瑞尔\r\n","中国","2013-07-08","教学","德元贷款"]
[1369,"化学工程与工艺专业实验室","20164d0218","恒温水浴锅"," HH-4 ","加热功率800W，温控范围：室温-100℃，控温精度±0.1℃",2673.81,"金坛市杰瑞尔电器有限公司","JRE\n杰瑞尔\r\n","中国","2013-07-08","教学","德元贷款"]
[1370,"化学工程与工艺专业实验室","20164d0219","恒温水浴锅"," HH-4 ","加热功率800W，温控范围：室温-100℃，控温精度±0.1℃",2673.81,"金坛市杰瑞尔电器有限公司","JRE\n杰瑞尔\r\n","中国","2013-07-08","教学","德元贷款"]
[1371,"化学工程与工艺专业实验室","20164d0220","恒温水浴锅"," HH-4 ","加热功率800W，温控范围：室温-100℃，控温精度±0.1℃",2673.81,"金坛市杰瑞尔电器有限公司","JRE\n杰瑞尔\r\n","中国","2013-07-08","教学","德元贷款"]
[1372,"化学工程与工艺专业实验室","20164d0221","恒温水浴锅"," HH-4 ","加热功率800W，温控范围：室温-100℃，控温精度±0.1℃",2673.81,"金坛市杰瑞尔电器有限公司","JRE\n杰瑞尔\r\n","中国","2013-07-08","教学","德元贷款"]
[1373,"化学工程与工艺专业实验室","2014003385","恒温密闭超声波反应器","BILON-1000D","工作频率：22±1KHz",40000,"上海比朗仪器有限公司","上海比朗","中国","2013-07-12","教学","中央财政专项资金","祝琳华"]
[1374,"化学工程与工艺专业实验室","20120900","恒温恒湿养护箱","40B","温度20℃，湿度》95",3900,"山东艾科仪器公司",null,"中国","2012-06-01","科研","科研费","夏举佩"]
[1375,"化学工程与工艺专业实验室","2014004191","恒温鼓风干燥箱","DHG-9030A","额定功率970W",1680,"上海齐欣科学仪器有限公司","*","中国","2014-09-17","科研","科研费","冯权莉"]
[1376,"化学工程与工艺专业实验室","20072811","焊结渣性测定仪","JX-2","媒样:3-6mm装样度400c",13400,"鹤壁华泰仪器仪表公司",null,"中国","2007-09-01","教学","教学设备费","夏举佩"]
[1377,"化学工程与工艺专业实验室","2014003382","管式气氛炉","MXG1600-60","温度范围：RT～1600℃",24800,"上海微行炉业有限公司","上海微行","中国","2013-07-12","教学","中央财政专项资金","蒋丽红"]
[1378,"化学工程与工艺专业实验室","2014003383","管式气氛炉","MXG1600-60","温度范围：RT～1600℃",24800,"上海微行炉业有限公司","上海微行","中国","2013-07-12","教学","中央财政专项资金","蒋丽红"]
[1379,"化学工程与工艺专业实验室","2017003212","管式炉","TCGC1700-81","加热速率",21600,"上海仝科电炉设备有限公司","仝科电炉","中国","2017-04-03","科研","科研费","夏举佩"]
[1380,"化学工程与工艺专业实验室","20164d0202","管式电炉"," SRJX-2.5-13","炉膛尺寸：2-Φ22×180,最高温度1300 ℃",2566.85,"上海圣科仪器设备有限公司/常州衡正电子仪器有限公司（代理）","圣科","中国","2013-07-08","教学","德元贷款","司甜"]
[1381,"化学工程与工艺专业实验室","20164d0203","管式电炉"," SRJX-2.5-13","炉膛尺寸：2-Φ22×180,最高温度1300 ℃",2566.85,"上海圣科仪器设备有限公司/常州衡正电子仪器有限公司（代理）","圣科","中国","2013-07-08","教学","德元贷款","司甜"]
[1382,"化学工程与工艺专业实验室","20072800","固定床反应器","GLA-A-1a","反应器直径20mm 0.5KW",122000,"天大北洋化工仪器公司",null,"中国","2007-09-01","教学","教学设备费","夏举佩"]
[1383,"化学工程与工艺专业实验室","2011004801","鼓风干燥箱","DHG-9140A","2050W,136L",2260,"上海一恒科学仪器有限公司",null,"中国","2011-11-01","教学","呈贡校区建设费","赵榆林"]
[1384,"化学工程与工艺专业实验室","20120072","鼓风干燥箱","DHG-9140A","*",3800,"上海普渡生化公司",null,"中国","2012-01-01","科研","科研费","贾庆明"]
[1385,"化学工程与工艺专业实验室","20130480","鼓风干燥箱","GZX-9146MBE","室温-300℃",3600,"上海博讯实业公司",null,"中国","2013-04-01","科研","科研费","祝琳华"]
[1386,"化学工程与工艺专业实验室","2014000814","鼓风干燥箱","101A-2E","220V,50Hz",4200,"上海实验仪器厂有限公司","双五金","中国","2013-11-22","科研","重点学科建设经费","蒋丽红"]
[1387,"化学工程与工艺专业实验室","20164d0171","鼓风干燥箱"," 101-1B","额定功率1.8Kw，最高温度250℃",2887.71,"上海圣科仪器设备有限公司","圣科","中国","2013-07-08","教学","德元贷款"]
[1388,"化学工程与工艺专业实验室","20164d0172","鼓风干燥箱"," 101-1B","额定功率1.8Kw，最高温度250℃",2887.71,"上海圣科仪器设备有限公司","圣科","中国","2013-07-08","教学","德元贷款"]
[1389,"化学工程与工艺专业实验室","20164d0173","鼓风干燥箱","101-2B","额定功率1.8Kw，最高温度250℃",2459.9,"上海圣科仪器设备有限公司","圣科","中国","2013-07-08","教学","德元贷款"]
[1390,"化学工程与工艺专业实验室","20164d0174","鼓风干燥箱","101-2B","额定功率1.8Kw，最高温度250℃",2459.9,"上海圣科仪器设备有限公司","圣科","中国","2013-07-08","教学","德元贷款"]
[1391,"化学工程与工艺专业实验室","2014004516","格兰仕微波炉","G70F23N1P-M8(S0)","额定输入功率1200W（微波）微波输出功率700W",1198,"格兰仕集团有限公司","格兰仕","中国","2014-08-19","科研","科研费","夏举佩"]
[1392,"化学工程与工艺专业实验室","2014003381","高粘度搅拌系统","欧洲之星+RW20 digital","最大搅拌量 (H2O)：40 L",16200,"德国IKA广州仪科实验室技术有限公司","德国IKA广州","中国","2013-07-12","教学","中央财政专项资金","刘东辉"]
[1393,"化学工程与工艺专业实验室","20061293","高压汽液平衡测定设备","WHFSK-1L","工作压力10MPa",43200,"威海自控反应釜公司",null,"中国","2006-04-01","教学","重点学科建设经费","李沪萍"]
[1394,"化学工程与工艺专业实验室","20120444","高压固结仪","WG（GDG）","砝码压力范围2.5-4000",7950,"南京宁西土壤仪器公司",null,"中国","2012-03-01","科研","科研费","夏举佩"]
[1395,"化学工程与工艺专业实验室","20120841","高压汞灯","GGZ250","250W，365nm",1000,"上海季光特种照明厂",null,"中国","2012-06-01","科研","科研费","苏红莹"]
[1396,"化学工程与工艺专业实验室","20120842","高压汞灯","GGZ250","250W，365nm",1000,"上海季光特种照明厂",null,"中国","2012-06-01","科研","科研费","苏红莹"]
[1397,"化学工程与工艺专业实验室","20072799","高压反应器","20MP 2.5L","压力20MPa温度-50-400",24800,"威海恒达化工仪表厂",null,"中国","2007-09-01","教学","教学设备费","夏举佩"]
[1398,"化学工程与工艺专业实验室","20101045","高压反应釜","PARR 4578","1.8L/2250W",379000,"PARR公司",null,"中国","2010-03-01","教学","教学设备费","赵文波"]
[1399,"化学工程与工艺专业实验室","20164d0207","高温箱式炉","SX-2.5-12","控温范围：100～1100 ℃；",6203.23,"上海圣科仪器设备有限公司/常州衡正电子仪器有限公司（代理）","圣科","中国","2013-07-08","教学","德元贷款","梅毅"]
[1400,"化学工程与工艺专业实验室","20075315","高温箱式电阻炉","SSX-12-16","功率2KW 温度1600℃",31300,"上海实研电炉有限公司",null,"中国","2007-12-01","教学","教学设备费","夏举佩"]
[1401,"化学工程与工艺专业实验室","20120905","高温箱式电阻炉","SRJX-8-13","1300℃±5℃",6400,"天津泰斯特仪器公司",null,"中国","2012-06-01","科研","科研费","夏举佩"]
[1402,"化学工程与工艺专业实验室","2011001112","高温台","6000*800*800","钢木结构",9600,"昆明科奥特实验室设备有限公司",null,"中国","2011-11-01","教学","呈贡校区建设费","夏举佩"]
[1403,"化学工程与工艺专业实验室","2011001113","高温台","3600*800*800","钢木结构",5760,"昆明科奥特实验室设备有限公司",null,"中国","2011-11-01","教学","呈贡校区建设费","夏举佩"]
[1404,"化学工程与工艺专业实验室","20154d0503","高温老化试验箱","GW-401B","400mm×500mm×500mm；温度范围：RT+10 ℃～200 ℃(300 ℃)；",9625.7,"西安德派生物科技有限公司","德派","中国","2013-07-08","教学","德元贷款","陈卓"]
[1405,"化学工程与工艺专业实验室","2014003380","高温节能箱式电炉","HY-1600B","温度：1600℃",21600,"洛阳恒宇实验电炉厂","洛阳恒宇","中国","2013-07-12","教学","中央财政专项资金","苏毅"]
[1406,"化学工程与工艺专业实验室","20053024","高温管式电炉","SK-2-12H/4D-11","1000℃",2070,"沈阳节能电炉厂",null,"中国","2005-01-01","科研","科研费","祝琳华"]
[1407,"化学工程与工艺专业实验室","2015002835","高速台式离心机","TGL-16C","最高转速16000rpm电压220V频率50Hz功率145",7300,"上海安亭科学仪器厂","飞鸽牌离心机","中国","2014-12-30","科研","重点学科建设经费","贾庆明"]
[1408,"化学工程与工艺专业实验室","20120899","高精度电子天平","BS224S","量程0-200g",10300,"赛多利斯精密仪器公司",null,"中国","2012-06-01","科研","科研费","周新涛"]
[1409,"化学工程与工艺专业实验室","20081692","高纯氢钢瓶","99.999％","带钢瓶/减压阀",1660,"昆明梅塞尔气体公司",null,"中国","2008-05-01","教学","教学设备费","王平艳"]
[1410,"化学工程与工艺专业实验室","20081690","高纯氮钢瓶","99.999％","带钢瓶/减压阀",1550,"昆明梅塞尔气体公司",null,"中国","2008-05-01","教学","教学设备费","王平艳"]
[1411,"化学工程与工艺专业实验室","20081691","高纯氮钢瓶","99.999％","带钢瓶/减压阀",1550,"昆明梅塞尔气体公司",null,"中国","2008-05-01","教学","教学设备费","王平艳"]
[1412,"化学工程与工艺专业实验室","20130652","钢瓶","30L","*",1000,"昆明梅塞尔气体公司",null,"中国","2013-05-01","教学","教学设备费","贾愚"]
[1413,"化学工程与工艺专业实验室","20130653","钢瓶","30L","*",1000,"昆明梅塞尔气体公司",null,"中国","2013-05-01","教学","教学设备费","贾愚"]
[1414,"化学工程与工艺专业实验室","20130654","钢瓶","40L","*",1100,"昆明梅塞尔气体公司",null,"中国","2013-05-01","教学","教学设备费","贾愚"]
[1415,"化学工程与工艺专业实验室","20074231","干燥箱","DHG-92KOA","内胆：600*500*750mm",3400,"上海一恒科技有限公司",null,"中国","2007-10-01","教学","教学设备费","夏举佩"]
[1416,"化学工程与工艺专业实验室","20074232","干燥箱","DHG-92KOA","内胆：600*500*750mm",3400,"上海一恒科技有限公司",null,"中国","2007-10-01","教学","教学设备费","夏举佩"]
[1417,"化学工程与工艺专业实验室","20121525","干燥箱","DHG-9030A","350*450*450mm",1700,"成都一科仪器公司",null,"中国","2012-11-01","教学","教学设备费","苏红莹"]
[1418,"化学工程与工艺专业实验室","80027582","干燥箱","DHG-9240A","工作尺寸:500*600*750",3700,"上海一恒科技公司",null,"中国","2008-12-01","教学","教学设备费","李沪萍"]
[1419,"化学工程与工艺专业实验室","80027583","干燥箱","DHG-9240A","工作尺寸:500*600*750",3700,"上海一恒科技公司",null,"中国","2008-12-01","教学","教学设备费","蒋丽红"]
[1420,"化学工程与工艺专业实验室","2014003376","干式涡旋真空泵","DPH020","抽气速率:20m3/h",18000,"上海阿法帕真空设备有限公司","上海阿法帕","中国","2013-07-12","教学","中央财政专项资金","蒋丽红"]
[1421,"化学工程与工艺专业实验室","2014003377","干式涡旋真空泵","DPH020","抽气速率:20m3/h",18000,"上海阿法帕真空设备有限公司","上海阿法帕","中国","2013-07-12","教学","中央财政专项资金","贾庆明"]
[1422,"化学工程与工艺专业实验室","2017003984","傅立叶变换红外光谱仪","布鲁克BRUKERTENSOR II","光度准确度：优于0.1%",370000,"BRUKER OPTIK GMBH(德国，布鲁克)","布鲁克","德国","2015-11-26","科研","人才引进费","谢德龙"]
[1423,"化学工程与工艺专业实验室","2013412640","复合气体分析仪","NK1-GT-2000","CO:0-20%;CO2：0-20%(体积分数)",16000,"深圳科尔诺电子科技有限公司","科尔诺","中国","2013-11-06","教学","科研费","夏举佩"]
[1424,"化学工程与工艺专业实验室","2014003375","分析研磨机","A11","研磨杯有效容积：80ml",8000,"德国IKA广州仪科实验室技术有限公司","德国IKA广州","中国","2013-07-12","教学","中央财政专项资金","罗康碧"]
[1425,"化学工程与工艺专业实验室","20120912","分光光度计","UV759","波长范围190-1100nm",18500,"上海悦丰仪器公司",null,"中国","2012-06-01","科研","科研费","周新涛"]
[1426,"化学工程与工艺专业实验室","2014004517","分光光度计","UV-5500PC","AC110/220 60/50Hz 3.15A",12480,"上海精密仪表仪器有限公司","CANY","中国","2014-08-13","科研","科研费","夏举佩"]
[1427,"化学工程与工艺专业实验室","20164d0198","分光光度计","722N","分辨率0.000-1999",1925.14,"上海奥谱勒仪器有限公司","奥普勒","中国","2013-07-08","教学","德元贷款"]
[1428,"化学工程与工艺专业实验室","20164d0199","分光光度计","722N","分辨率0.000-1999",1925.14,"上海奥谱勒仪器有限公司","奥普勒","中国","2013-07-08","教学","德元贷款"]
[1429,"化学工程与工艺专业实验室","20164d0200","分光光度计","722N","分辨率0.000-1999",1925.14,"上海奥谱勒仪器有限公司","奥普勒","中国","2013-07-08","教学","德元贷款"]
[1430,"化学工程与工艺专业实验室","20164d0201","分光光度计","722N","分辨率0.000-1999",1925.14,"上海奥谱勒仪器有限公司","奥普勒","中国","2013-07-08","教学","德元贷款"]
[1431,"化学工程与工艺专业实验室","11027319","反应釜","压力30MPa","100ml",9000,"威海线源气成公司",null,"中国","2011-12-01","科研","科研费","陕绍云"]
[1432,"化学工程与工艺专业实验室","2017004321","二氧化硫减压阀","二氧化硫减压阀","气体：SO2/N2 1%",1300,"江苏方华阀门充灌设备有限公司","方华","中国","2015-10-13","科研","人才引进费","谢德龙"]
[1433,"化学工程与工艺专业实验室","20053025","二氧化硫钢瓶","50公斤/瓶","*",2930,"天津赛美特种气体公司",null,"中国","2005-01-01","科研","科研费","祝琳华"]
[1434,"化学工程与工艺专业实验室","20120909","鄂式破碎机","100*60","转速1400r/min",4800,"南昌仪器公司",null,"中国","2012-06-01","科研","科研费","夏举佩"]
[1435,"化学工程与工艺专业实验室","20093488","多组分油品分离设备","AZGJ-2","塔釜体积5L,塔径200",192800,"天津奥展科技公司",null,"中国","2009-07-01","教学","教学设备费","夏举佩"]
[1436,"化学工程与工艺专业实验室","20154d0505","多功能光化学反应仪器","BL-GHX-V","主体部分包括反应暗箱、汞灯电器控制器、氙灯电器控制器、玻璃反应器皿、光源、光化学反应仪专用搅拌器。",19251.41,"西安德派生物科技有限公司","德派","中国","2013-07-08","教学","德元贷款","陈卓"]
[1437,"化学工程与工艺专业实验室","20080473","电子天平","FA1004B","100g 万分之一",4030,"上海越平科学仪器公司",null,"中国","2008-03-01","科研","科研费","陕绍云"]
[1438,"化学工程与工艺专业实验室","2014004642","电子天平","BSA124S","最大量程120g",6000,"赛多利斯科学仪器有限公司","赛多利斯","中国","2014-11-12","教学","科研费","廉培超"]
[1439,"化学工程与工艺专业实验室","2015014817","电子天平","MS1045","120g",28000,"梅特勒-托利多国际贸易(上海)有限公司","梅特勒-托利多","中国","2015-03-10","科研","重点学科建设经费","梅毅"]
[1440,"化学工程与工艺专业实验室","2015014818","电子天平","MS1045","120g",28000,"梅特勒-托利多国际贸易(上海)有限公司","梅特勒-托利多","中国","2015-03-10","科研","重点学科建设经费","梅毅"]
[1441,"化学工程与工艺专业实验室","2015014822","电子天平","YP20001","0-2000g",1300,"上海市百典仪器厂","百典","中国","2015-03-10","科研","重点学科建设经费","梅毅"]
[1442,"化学工程与工艺专业实验室","2014003373","电子搅拌器","RW20 digital","搅拌量(H2O)：20 L,顶置式,数显型",6200,"德国IKA广州仪科实验室技术有限公司","德国IKA广州","中国","2013-07-12","教学","中央财政专项资金","罗康碧"]
[1443,"化学工程与工艺专业实验室","2014003374","电子搅拌器","RW20 digital","搅拌量(H2O)：20 L,顶置式,数显型",6200,"德国IKA广州仪科实验室技术有限公司","德国IKA广州","中国","2013-07-12","教学","中央财政专项资金","罗康碧"]
[1444,"化学工程与工艺专业实验室","19960620","电子分析天平","AEL-160","*",12257,"湖南仪器厂",null,"中国","1996-09-01","教学","世行贷款","赵榆林"]
[1445,"化学工程与工艺专业实验室","20072247","电子分析天平","TB-214","量程210g,可读性0.1mg",7760,"北京赛多利斯仪器公司",null,"中国","2007-09-01","教学","教学设备费","夏举佩"]
[1446,"化学工程与工艺专业实验室","20072248","电子分析天平","TB-214","量程210g,可读性0.1mg",7760,"北京赛多利斯仪器公司",null,"中国","2007-09-01","教学","教学设备费","夏举佩"]
[1447,"化学工程与工艺专业实验室","20072249","电子分析天平","TB-214","量程210g,可读性0.1mg",7760,"北京赛多利斯仪器公司",null,"中国","2007-09-01","教学","教学设备费","夏举佩"]
[1448,"化学工程与工艺专业实验室","20072250","电子分析天平","TB-214","量程210g,可读性0.1mg",7760,"北京赛多利斯仪器公司",null,"中国","2007-09-01","教学","教学设备费","夏举佩"]
[1449,"化学工程与工艺专业实验室","20091784","电子分析天平","AL204-IC","可读性0.1mg",10800,"梅特勒-托利多公司",null,"中国","2009-05-01","教学","教学设备费","蒋丽红"]
[1450,"化学工程与工艺专业实验室","20091785","电子分析天平","AL204-IC","可读性0.1mg",10800,"梅特勒-托利多公司",null,"中国","2009-05-01","教学","教学设备费","李沪萍"]
[1451,"化学工程与工艺专业实验室","20164d0210","电子分析天平","FA2104N","量程：210 g，可读性：0.1 mg",2459.9,"常州衡正电子仪器有限公司","衡正","中国","2013-07-08","教学","德元贷款","梅毅"]
[1452,"化学工程与工艺专业实验室","20164d0211","电子分析天平","FA2104N","量程：210 g，可读性：0.1 mg",2459.9,"常州衡正电子仪器有限公司","衡正","中国","2013-07-08","教学","德元贷款","蒋丽红"]
[1453,"化学工程与工艺专业实验室","20164d0212","电子分析天平","FA2104N","量程：210 g，可读性：0.1 mg",2459.9,"常州衡正电子仪器有限公司","衡正","中国","2013-07-08","教学","德元贷款","罗康碧"]
[1454,"化学工程与工艺专业实验室","20164d0213","电子分析天平","FA2104N","量程：210 g，可读性：0.1 mg",2459.9,"常州衡正电子仪器有限公司","衡正","中国","2013-07-08","教学","德元贷款","贾庆明"]
[1455,"化学工程与工艺专业实验室","2014003369","电子防潮柜","HE-157","箱内容量165升",3800,"汉唐电子（上海）有限公司","汉唐电子","中国","2013-07-12","教学","中央财政专项资金","苏毅"]
[1456,"化学工程与工艺专业实验室","2014003370","电子防潮柜","HE-157","箱内容量165升",3800,"汉唐电子（上海）有限公司","汉唐电子","中国","2013-07-12","教学","中央财政专项资金","苏毅"]
[1457,"化学工程与工艺专业实验室","20082616","电液式抗折抗压试验机","TYA-300C","30T",22500,"无锡新路达仪器公司",null,"中国","2008-08-01","科研","科研费","夏举佩"]
[1458,"化学工程与工艺专业实验室","20082617","电液式抗折抗压试验机","TYA-100C","10T",22000,"无锡新路达仪器公司",null,"中国","2008-08-01","科研","科研费","夏举佩"]
[1459,"化学工程与工艺专业实验室","2017004319","电热系数测定仪","DRXF-I/300","测量准确度：±3%",70000,"北京冠测精电仪器设备有限公司","冠测","中国","2015-10-13","科研","人才引进费","谢德龙"]
[1460,"化学工程与工艺专业实验室","2015014814","电热恒温振荡水槽","DKZ-2B","30r/min-150r/min",5200,"上海一恒科学仪器有限公司","一恒","中国","2015-03-10","科研","重点学科建设经费","梅毅"]
[1461,"化学工程与工艺专业实验室","2011008931","电热恒温水槽","DK-80","功率：750W",1050,"金坛市双捷实验仪器厂",null,"中国","2011-12-01","教学","呈贡校区建设费","夏举佩"]
[1462,"化学工程与工艺专业实验室","2015014816","电热鼓风干燥箱","DHG-9140A","2050W/136L",2950,"上海一恒科学仪器有限公司","一恒","中国","2015-03-10","科研","重点学科建设经费","梅毅"]
[1463,"化学工程与工艺专业实验室","20164d0181","电热鼓风干燥箱","101-3B","额定功率4Kw，最高温度250℃，尺寸50×60×75",2780.76,"上海圣科仪器设备有限公司","圣科","中国","2013-07-08","教学","德元贷款"]
[1464,"化学工程与工艺专业实验室","20164d0182","电热鼓风干燥箱","101-3B","额定功率4Kw，最高温度250℃，尺寸50×60×75",2780.76,"上海圣科仪器设备有限公司","圣科","中国","2013-07-08","教学","德元贷款"]
[1465,"化学工程与工艺专业实验室","20164d0183","电热鼓风干燥箱","101-3B","额定功率4Kw，最高温度250℃，尺寸50×60×75",2780.76,"上海圣科仪器设备有限公司","圣科","中国","2013-07-08","教学","德元贷款"]
[1466,"化学工程与工艺专业实验室","20164d0184","电热鼓风干燥箱","101-3B","额定功率4Kw，最高温度250℃，尺寸50×60×75",2780.76,"上海圣科仪器设备有限公司","圣科","中国","2013-07-08","教学","德元贷款"]
[1467,"化学工程与工艺专业实验室","20164d0185","电热鼓风干燥箱","101-3B","额定功率4Kw，最高温度250℃，尺寸50×60×75",2780.76,"上海圣科仪器设备有限公司","圣科","中国","2013-07-08","教学","德元贷款"]
[1468,"化学工程与工艺专业实验室","20164d0186","电热鼓风干燥箱","101-3B","额定功率4Kw，最高温度250℃，尺寸50×60×75",2780.76,"上海圣科仪器设备有限公司","圣科","中国","2013-07-08","教学","德元贷款"]
[1469,"化学工程与工艺专业实验室","2014003367","电化学石英晶体微天平","CHI400C","电位范围： -10V～+10V",48000,"上海辰华仪器有限公司","上海辰华","中国","2013-07-12","教学","中央财政专项资金","唐辉"]
[1470,"化学工程与工艺专业实验室","20074556","电化学工作站","CHI650C","一般电化学实验可运行",47940,"上海辰华仪器公司",null,"中国","2007-11-01","教学","教学设备费","贾庆明"]
[1471,"化学工程与工艺专业实验室","2014003467","电化学工作站","ZF－100","控制电位：－8V—8V；输出电流：0—1A",14000,"上海正方电子电器有限公司","正方","中国","2014-09-10","科研","科研费","廉培超"]
[1472,"化学工程与工艺专业实验室","20164d0239","电动搅拌器","JJ-1","电源：220V-52Hz",1336.9,"金坛市杰瑞尔电器有限公司","杰瑞尔","中国","2013-07-08","教学","德元贷款"]
[1473,"化学工程与工艺专业实验室","20164d0240","电动搅拌器","JJ-1","电源：220V-52Hz",1336.9,"金坛市杰瑞尔电器有限公司","杰瑞尔","中国","2013-07-08","教学","德元贷款"]
[1474,"化学工程与工艺专业实验室","20164d0241","电动搅拌器","JJ-1","电源：220V-52Hz",1336.9,"金坛市杰瑞尔电器有限公司","杰瑞尔","中国","2013-07-08","教学","德元贷款"]
[1475,"化学工程与工艺专业实验室","20164d0242","电动搅拌器","JJ-1","电源：220V-52Hz",1336.9,"金坛市杰瑞尔电器有限公司","杰瑞尔","中国","2013-07-08","教学","德元贷款"]
[1476,"化学工程与工艺专业实验室","20164d0243","电动搅拌器","JJ-1","电源：220V-52Hz",1336.9,"金坛市杰瑞尔电器有限公司","杰瑞尔","中国","2013-07-08","教学","德元贷款"]
[1477,"化学工程与工艺专业实验室","20164d0244","电动搅拌器","JJ-1","电源：220V-52Hz",1336.9,"金坛市杰瑞尔电器有限公司","杰瑞尔","中国","2013-07-08","教学","德元贷款"]
[1478,"化学工程与工艺专业实验室","20164d0245","电动搅拌器","JJ-1","电源：220V-52Hz",1336.9,"金坛市杰瑞尔电器有限公司","杰瑞尔","中国","2013-07-08","教学","德元贷款"]
[1479,"化学工程与工艺专业实验室","20164d0246","电动搅拌器","JJ-1","电源：220V-52Hz",1336.9,"金坛市杰瑞尔电器有限公司","杰瑞尔","中国","2013-07-08","教学","德元贷款"]
[1480,"化学工程与工艺专业实验室","20164d0247","电动搅拌机","JJ-1","电源：220V-50Hz",1336.9,"金坛市杰瑞尔电器有限公司","杰瑞尔","中国","2013-07-08","教学","德元贷款"]
[1481,"化学工程与工艺专业实验室","20164d0248","电动搅拌机","JJ-1","电源：220V-50Hz",1336.9,"金坛市杰瑞尔电器有限公司","杰瑞尔","中国","2013-07-08","教学","德元贷款"]
[1482,"化学工程与工艺专业实验室","20164d0249","电动搅拌机","JJ-1","电源：220V-50Hz",1336.9,"金坛市杰瑞尔电器有限公司","杰瑞尔","中国","2013-07-08","教学","德元贷款"]
[1483,"化学工程与工艺专业实验室","20164d0250","电动搅拌机","JJ-1","电源：220V-50Hz",1336.9,"金坛市杰瑞尔电器有限公司","杰瑞尔","中国","2013-07-08","教学","德元贷款"]
[1484,"化学工程与工艺专业实验室","20164d0253","电冰箱","BCD-228WSV","电源：220V-52Hz、容量39×74×117",3956.16,"海尔集团","海尔","中国","2013-07-08","教学","德元贷款"]
[1485,"化学工程与工艺专业实验室","19950393","电冰柜","卧式","188L",2150,"昆明兰花冰箱厂",null,"中国","1995-10-01","教学","教学设备费","赵榆林"]
[1486,"化学工程与工艺专业实验室","20001046","低温冷却液循环泵","DLSB-口","5度-20度",12032,"郑州长城科工贸公司",null,"中国","2000-10-01","教学","教学设备费","赵榆林"]
[1487,"化学工程与工艺专业实验室","2014003365","低温恒温循环器","DL-4005","冷槽容积：5L",10000,"上海比朗仪器有限公司","上海比朗","中国","2013-07-12","教学","中央财政专项资金","蒋丽红"]
[1488,"化学工程与工艺专业实验室","2014003366","低温恒温循环器","DL-4005","冷槽容积：5L",10000,"上海比朗仪器有限公司","上海比朗","中国","2013-07-12","教学","中央财政专项资金","蒋丽红"]
[1489,"化学工程与工艺专业实验室","2014003363","低温恒温槽","PSL-1400","温度范围：-40℃～0℃",29000,"上海爱朗仪器有限公司","上海爱朗","中国","2013-07-12","教学","中央财政专项资金","蒋丽红"]
[1490,"化学工程与工艺专业实验室","2014003364","低温恒温槽","PSL-1400","温度范围：-40℃～0℃",29000,"上海爱朗仪器有限公司","上海爱朗","中国","2013-07-12","教学","中央财政专项资金","蒋丽红"]
[1491,"化学工程与工艺专业实验室","2014003435","低温等离子体处理仪","DT-01","腔体容积：4L,不含真空泵",59400,"苏州市奥普斯等离子体科技有限公司","苏州奥普斯","中国","2013-07-12","教学","中央财政专项资金","唐辉"]
[1492,"化学工程与工艺专业实验室","20070400","低速离心机","LD4-2A","*",5100,"北京离心机厂",null,"中国","2007-03-01","科研","科研费","祝琳华"]
[1493,"化学工程与工艺专业实验室","2017004331","氮气减压阀","方华氮气减压阀","压力表：25Mpa/0.6Mpa",1000,"江苏方华阀门充灌设备有限公司","方华","中国","2015-10-13","科研","人才引进费","谢德龙"]
[1494,"化学工程与工艺专业实验室","19990398","单相精密交流稳压器","YS81","5KVA",2250,"宜昌电工仪器厂",null,"中国","1999-01-01","教学","教学设备费","赵榆林"]
[1495,"化学工程与工艺专业实验室","19990282","单相精度交流稳压器","YS81","5KVA",2250,"宜昌电工仪器厂",null,"中国","1999-01-01","教学","教学设备费","赵榆林"]
[1496,"化学工程与工艺专业实验室","2011001142","单水池柜","1200*750*800","钢木结构",1730,"昆明科奥特实验室设备有限公司",null,"中国","2011-11-01","教学","呈贡校区建设费","夏举佩"]
[1497,"化学工程与工艺专业实验室","2011001143","单水池柜","1200*750*800","钢木结构",1730,"昆明科奥特实验室设备有限公司",null,"中国","2011-11-01","教学","呈贡校区建设费","夏举佩"]
[1498,"化学工程与工艺专业实验室","2011001369","单水池柜","900*750*800","钢木结构",1520,"昆明科奥特实验室设备有限公司",null,"中国","2011-11-01","教学","呈贡校区建设费","贾庆明"]
[1499,"化学工程与工艺专业实验室","20080472","单管式电炉","SK-2-13","1300℃",2650,"沪南电炉烘箱厂",null,"中国","2008-03-01","科研","科研费","陕绍云"]
[1500,"化学工程与工艺专业实验室","11024781","单点加热磁力搅拌器","MS10","最大搅拌量15L",3920,"IKA公司",null,"德国","2011-09-01","教学","呈贡校区建设费","赵榆林"]
[1501,"化学工程与工艺专业实验室","11024780","单道可调移液器","200-1000ul","连续可调",2100,"吉尔森公司",null,"法国","2011-09-01","教学","呈贡校区建设费","赵榆林"]
[1502,"化学工程与工艺专业实验室","20154d0500","大容量离心机","TG16-WS","转速：0～16000转/min，离心管容积：6×50 mL。",6705.91,"湖南赛特湘仪离心机仪器有限公司","卢湘仪","中国","2013-07-08","教学","德元贷款","王平艳"]
[1503,"化学工程与工艺专业实验室","2016001795","打印机","富士施乐M268DW","A4、自动双面打印、600×600dpi",1500,"富士施乐中国公司","富士施乐","中国","2016-02-02","教学","重点学科建设经费","蒋丽红"]
[1504,"化学工程与工艺专业实验室","20164d0252","催化剂成型及挤出装置","TBL-2","电源：220V-52Hz",4598.95,"天津津大莱博科技有限公司","津大莱博","中国","2013-07-08","教学","德元贷款"]
[1505,"化学工程与工艺专业实验室","2014003361","催化剂表征与评价系统","BAD-WFS2","原料配4条气路，2条液路",586000,"北京彼奥德电子技术有限公司","北京彼奥德","中国","2013-07-12","教学","中央财政专项资金","祝琳华"]
[1506,"化学工程与工艺专业实验室","11027240","磁力搅拌器","DF-101S","2600转/分，600W",1480,"金坛科析仪器公司",null,"中国","2011-11-01","科研","科研费","祝琳华"]
[1507,"化学工程与工艺专业实验室","2015013943","磁力搅拌器","RT5 P S25","0.4L/0-1000rpm",11690,"艾卡（广州）仪器设备有限公司","IKA","中国","2015-06-23","科研","重点学科建设经费","梅毅"]
[1508,"化学工程与工艺专业实验室","2015013944","磁力搅拌器","RET B S025","20L/0-1500rpm",7930,"艾卡（广州）仪器设备有限公司","IKA","中国","2015-06-23","科研","重点学科建设经费","梅毅"]
[1509,"化学工程与工艺专业实验室","2014003360","磁力反应釜","GSHA-2","工作压力：10MPa",18000,"威海鹏威精密仪器有限公司","威海鹏威","中国","2013-07-12","教学","中央财政专项资金","苏毅"]
[1510,"化学工程与工艺专业实验室","11024783","超声波清洗仪","KQ3200DB","功率：400W",2380,"昆山超声波仪器公司",null,"中国","2011-09-01","教学","呈贡校区建设费","赵榆林"]
[1511,"化学工程与工艺专业实验室","2014003358","超声波清洗仪","SK8210 HP","工作频率：53KHz",7800,"上海科导超声仪器有限公司","上海科导","中国","2013-07-12","教学","中央财政专项资金","蒋丽红"]
[1512,"化学工程与工艺专业实验室","2014003359","超声波清洗仪","SK8210 HP","工作频率：53KHz",7800,"上海科导超声仪器有限公司","上海科导","中国","2013-07-12","教学","中央财政专项资金","蒋丽红"]
[1513,"化学工程与工艺专业实验室","2013414195","超声波清洗器","KQ2200DE","超声工作频率40kHz",1710,"昆山市超声仪器有限公司","昆山","中国","2013-09-18","科研","科研费","廉培超"]
[1514,"化学工程与工艺专业实验室","2014000810","超声波清洗器","KQ-3200","220v,50Hz",1950,"东莞市科桥超声波设备有限公司","科桥","中国","2013-11-12","科研","重点学科建设经费","蒋丽红"]
[1515,"化学工程与工艺专业实验室","2014000811","超声波清洗器","350D","220V,350W",4800,"东莞市科桥超声波设备有限公司","科桥","中国","2013-11-12","科研","重点学科建设经费","蒋丽红"]
[1516,"化学工程与工艺专业实验室","2015014819","超声波清洗器","SK3300HP","53KHz，180w",2680,"上海科学超声仪器有限公司","科学","中国","2015-03-10","科研","重点学科建设经费","梅毅"]
[1517,"化学工程与工艺专业实验室","20164d0208","超声波清洗器","ds-7510dt","电源：220V-50Hz",1711.24,"上海生析超声仪器有限公司","生析","中国","2013-07-08","教学","德元贷款"]
[1518,"化学工程与工艺专业实验室","20164d0209","超声波清洗器","ds-7510dt","电源：220V-50Hz",1711.24,"上海生析超声仪器有限公司","生析","中国","2013-07-08","教学","德元贷款"]
[1519,"化学工程与工艺专业实验室","2014003356","超级恒温油槽","CY20","温度范围：室温～300℃",4800,"上海博迅实业有限公司","上海博迅","中国","2013-07-12","教学","中央财政专项资金","罗康碧"]
[1520,"化学工程与工艺专业实验室","2014003357","超级恒温油槽","CY20","温度范围：室温～300℃",4800,"上海博迅实业有限公司","上海博迅","中国","2013-07-12","教学","中央财政专项资金","罗康碧"]
[1521,"化学工程与工艺专业实验室","11024784","超级恒温器","HH-601","室温-99.9℃",1460,"金坛科析仪器公司",null,"中国","2011-09-01","教学","呈贡校区建设费","赵榆林"]
[1522,"化学工程与工艺专业实验室","80027580","超级恒温器","501A","加热功率：1.5KW",2200,"上海实验仪器厂",null,"中国","2008-12-01","教学","教学设备费","李沪萍"]
[1523,"化学工程与工艺专业实验室","80027581","超级恒温器","501A","加热功率：1.5KW",2200,"上海实验仪器厂",null,"中国","2008-12-01","教学","教学设备费","李沪萍"]
[1524,"化学工程与工艺专业实验室","2014003354","超高速离心机","H1650-W","转速/分:启动Start～16500转",3600,"湖南湘仪离心机仪器有限公司","湖南湘仪","中国","2013-07-12","教学","中央财政专项资金","蒋丽红"]
[1525,"化学工程与工艺专业实验室","2014003355","超高速离心机","H1650-W","转速/分:启动Start～16500转",3600,"湖南湘仪离心机仪器有限公司","湖南湘仪","中国","2013-07-12","教学","中央财政专项资金","蒋丽红"]
[1526,"化学工程与工艺专业实验室","20074590","超纯水机","AKSW-V-15","出水量15人/小时",18000,"成都唐氏康宁科技公司",null,"中国","2007-11-01","教学","教学设备费","张恒"]
[1527,"化学工程与工艺专业实验室","20120911","超纯水机","20L/H","取水流速1-2升/分钟",12500,"青岛佳诺实验设备公司",null,"中国","2012-06-01","科研","科研费","周新涛"]
[1528,"化学工程与工艺专业实验室","2014002146","超纯水机","75G","超纯水出水最高能达到18兆欧以上",1780,"美国史密斯","史密斯系列","中国","2014-04-26","科研","科研费","廉培超"]
[1529,"化学工程与工艺专业实验室","20058482","差热分析仪","CRY-2P","升温速率1-20℃/min",63000,"上海精密科学仪器公司",null,"中国","2005-12-01","教学","重点学科建设经费","罗康碧"]
[1530,"化学工程与工艺专业实验室","2014003350","玻璃反应釜","TFD-0.5","反应釜规格：0.5L",6000,"西安太康生物科技有限公司","西安太康","中国","2013-07-12","教学","中央财政专项资金","蒋丽红"]
[1531,"化学工程与工艺专业实验室","2014003351","玻璃反应釜","TFD-0.5","反应釜规格：0.5L",6000,"西安太康生物科技有限公司","西安太康","中国","2013-07-12","教学","中央财政专项资金","蒋丽红"]
[1532,"化学工程与工艺专业实验室","2014003352","玻璃反应釜","TFD-0.5","反应釜规格：0.5L",6000,"西安太康生物科技有限公司","西安太康","中国","2013-07-12","教学","中央财政专项资金","蒋丽红"]
[1533,"化学工程与工艺专业实验室","2014003353","玻璃反应釜","TFD-0.5","反应釜规格：0.5L",6000,"西安太康生物科技有限公司","西安太康","中国","2013-07-12","教学","中央财政专项资金","蒋丽红"]
[1534,"化学工程与工艺专业实验室","2015003755","玻璃反应釜","RAT-3","3L,90W,50-1300r/min",4400,"无锡申科生物技术有限公司","申科","中国","2015-04-15","科研","重点学科建设经费","梅毅"]
[1535,"化学工程与工艺专业实验室","20072231","冰箱","荣事达BCD-2062R","*",2298,"荣事达电冰箱有限公司",null,"中国","2007-09-01","科研","科研费","贾庆明"]
[1536,"化学工程与工艺专业实验室","20130780","冰箱","荣事达 BC-90M","0-10℃",1280,"合肥荣事达电冰箱公司",null,"中国","2013-05-01","科研","科研费","祝琳华"]
[1537,"化学工程与工艺专业实验室","80025869","冰箱","伊莱克斯BCD-251VI","+2℃--+10℃",3290,"伊莱克斯电器公司",null,"中国","2008-11-01","科研","科研费","唐辉"]
[1538,"化学工程与工艺专业实验室","2013414194","便携式天平","HCB123","最大承重120",1390,"艾德姆衡器有限公司","艾德姆","中国","2013-09-18","科研","科研费","廉培超"]
[1539,"化学工程与工艺专业实验室","2011001111","边实验台2套水","6500*750*800","钢木结构",11300,"昆明科奥特实验室设备有限公司",null,"中国","2011-11-01","教学","呈贡校区建设费","夏举佩"]
[1540,"化学工程与工艺专业实验室","2011001110","边实验台1套水","2400*750*800","钢木结构",3004,"昆明科奥特实验室设备有限公司",null,"中国","2011-11-01","教学","呈贡校区建设费","夏举佩"]
[1541,"化学工程与工艺专业实验室","2011001061","边实验台","3000*750*800","钢木结构",3180,"昆明科奥特实验室设备有限公司",null,"中国","2011-11-01","教学","呈贡校区建设费","夏举佩"]
[1542,"化学工程与工艺专业实验室","2011001062","边实验台","3000*750*800","钢木结构",3180,"昆明科奥特实验室设备有限公司",null,"中国","2011-11-01","教学","呈贡校区建设费","夏举佩"]
[1543,"化学工程与工艺专业实验室","2011001063","边实验台","3000*750*800","钢木结构",3180,"昆明科奥特实验室设备有限公司",null,"中国","2011-11-01","教学","呈贡校区建设费","夏举佩"]
[1544,"化学工程与工艺专业实验室","2011001065","边实验台","3600*750*800","钢木结构",3816,"昆明科奥特实验室设备有限公司",null,"中国","2011-11-01","教学","呈贡校区建设费","夏举佩"]
[1545,"化学工程与工艺专业实验室","2011001066","边实验台","3580*750*800","钢木结构",3816,"昆明科奥特实验室设备有限公司",null,"中国","2011-11-01","教学","呈贡校区建设费","夏举佩"]
[1546,"化学工程与工艺专业实验室","2011001070","边实验台","4500*750*800","钢木结构",4770,"昆明科奥特实验室设备有限公司",null,"中国","2011-11-01","教学","呈贡校区建设费","夏举佩"]
[1547,"化学工程与工艺专业实验室","2011001072","边实验台","8600*750*800","钢木结构",11096,"昆明科奥特实验室设备有限公司",null,"中国","2011-11-01","教学","呈贡校区建设费","夏举佩"]
[1548,"化学工程与工艺专业实验室","2011001074","边实验台","1900*750*800","钢木结构",2014,"昆明科奥特实验室设备有限公司",null,"中国","2011-11-01","教学","呈贡校区建设费","夏举佩"]
[1549,"化学工程与工艺专业实验室","2011001075","边实验台","1800*750*800","钢木结构",1908,"昆明科奥特实验室设备有限公司",null,"中国","2011-11-01","教学","呈贡校区建设费","夏举佩"]
[1550,"化学工程与工艺专业实验室","2011001076","边实验台","1800*750*800","钢木结构",1908,"昆明科奥特实验室设备有限公司",null,"中国","2011-11-01","教学","呈贡校区建设费","夏举佩"]
[1551,"化学工程与工艺专业实验室","2011001077","边实验台","1500*750*800","钢木结构",2310,"昆明科奥特实验室设备有限公司",null,"中国","2011-11-01","教学","呈贡校区建设费","夏举佩"]
[1552,"化学工程与工艺专业实验室","2011001078","边实验台","1500*750*800","钢木结构",2310,"昆明科奥特实验室设备有限公司",null,"中国","2011-11-01","教学","呈贡校区建设费","夏举佩"]
[1553,"化学工程与工艺专业实验室","2011001079","边实验台","1500*750*800","钢木结构",2310,"昆明科奥特实验室设备有限公司",null,"中国","2011-11-01","教学","呈贡校区建设费","夏举佩"]
[1554,"化学工程与工艺专业实验室","2011001080","边实验台","1500*750*800","钢木结构",2310,"昆明科奥特实验室设备有限公司",null,"中国","2011-11-01","教学","呈贡校区建设费","夏举佩"]
[1555,"化学工程与工艺专业实验室","2011001081","边实验台","1500*750*800","钢木结构",2310,"昆明科奥特实验室设备有限公司",null,"中国","2011-11-01","教学","呈贡校区建设费","夏举佩"]
[1556,"化学工程与工艺专业实验室","2011001082","边实验台","1500*750*800","钢木结构",2310,"昆明科奥特实验室设备有限公司",null,"中国","2011-11-01","教学","呈贡校区建设费","夏举佩"]
[1557,"化学工程与工艺专业实验室","2011001083","边实验台","1500*750*800","钢木结构",2310,"昆明科奥特实验室设备有限公司",null,"中国","2011-11-01","教学","呈贡校区建设费","夏举佩"]
[1558,"化学工程与工艺专业实验室","2011001084","边实验台","1500*750*800","钢木结构",2310,"昆明科奥特实验室设备有限公司",null,"中国","2011-11-01","教学","呈贡校区建设费","夏举佩"]
[1559,"化学工程与工艺专业实验室","2011001085","边实验台","1500*750*800","钢木结构",2310,"昆明科奥特实验室设备有限公司",null,"中国","2011-11-01","教学","呈贡校区建设费","夏举佩"]
[1560,"化学工程与工艺专业实验室","2011001086","边实验台","1500*750*800","钢木结构",2310,"昆明科奥特实验室设备有限公司",null,"中国","2011-11-01","教学","呈贡校区建设费","夏举佩"]
[1561,"化学工程与工艺专业实验室","2011001087","边实验台","1500*750*800","钢木结构",2310,"昆明科奥特实验室设备有限公司",null,"中国","2011-11-01","教学","呈贡校区建设费","夏举佩"]
[1562,"化学工程与工艺专业实验室","11027241","笔记本电脑","苹果iPad2 MC770CH/A","512M/32G/9.7\"",4970,"苹果电脑公司",null,"美国","2011-11-01","科研","科研费","祝琳华"]
[1563,"化学工程与工艺专业实验室","11027298","笔记本电脑","联想 G470","i5/2G/500G",8030,"联想集团公司",null,"中国","2011-12-01","科研","科研费","陕绍云"]
[1564,"化学工程与工艺专业实验室","11027659","笔记本电脑","索尼SD27","2G/300G/13\"",6700,"索尼公司",null,"中国","2011-12-01","科研","科研费","祝琳华"]
[1565,"化学工程与工艺专业实验室","20045375","笔记本电脑","戴尔D600","1.6G/512M/14\"",11000,"戴尔公司",null,"美国","2004-12-01","科研","科研费","祝琳华"]
[1566,"化学工程与工艺专业实验室","20070724","笔记本电脑","联想昭阳E290G","1.6G/512M/60G/14.1\"",5930,"联想集团公司",null,"中国","2007-04-01","科研","科研费","刘东辉"]
[1567,"化学工程与工艺专业实验室","20072230","笔记本电脑","华硕A6TSenes","TL50/80G/512M",6500,"华硕电脑公司",null,"中国","2007-09-01","科研","科研费","贾庆明"]
[1568,"化学工程与工艺专业实验室","20105992","笔记本电脑","ThinkPad 2842-EVC","酷睿2双核/2G/320G",5240,"联想集团公司",null,"中国","2010-11-01","科研","科研费","苏毅"]
[1569,"化学工程与工艺专业实验室","20107155","笔记本电脑","ThinkPad 0578-A73","i3/2G/250G/14\"",4350,"联想集团公司",null,"中国","2010-12-01","科研","科研费","贾庆明"]
[1570,"化学工程与工艺专业实验室","20121524","笔记本电脑","Aspire 4552G-P362G","AMD/2G/500G/14寸",3750,"宏基电脑公司",null,"中国","2012-11-01","教学","教学设备费","苏红莹"]
[1571,"化学工程与工艺专业实验室","20121663","笔记本电脑","联想昭阳K27","i3-2550/2G/500G/12寸",5250,"联想集团公司",null,"中国","2012-12-01","教学","重点学科建设经费","罗康碧"]
[1572,"化学工程与工艺专业实验室","2014000970","笔记本电脑","三星NP535U3X-K01","500GB硬盘，AMD双核，4G内存（DDR）,13.3寸",3500,"昆明忠聚科技有限公司","三星","中国","2014-03-15","科研","科研费","贾庆明"]
[1573,"化学工程与工艺专业实验室","2014000971","笔记本电脑","三星NP535U3X-K01","500GB硬盘，AMD双核，4G内存（DDR）,13.3寸",3500,"昆明忠聚科技有限公司","三星","中国","2014-03-15","科研","科研费","贾庆明"]
[1574,"化学工程与工艺专业实验室","2015009119","笔记本电脑","未来人类 X611","黑色笔记本，375（W）*268（D）*22-45（H）。",13499,"台湾蓝天电脑","未来人类","中国","2015-02-02","科研","其它经费","蒋丽红"]
[1575,"化学工程与工艺专业实验室","2016001791","笔记本电脑","戴尔17UR-5758","酷睿i7 4700HQ，CPU主频2.4GHz，",6200,"戴尔厦门有限公司","戴尔","中国","2016-02-01","教学","重点学科建设经费","夏举佩"]
[1576,"化学工程与工艺专业实验室","2016001792","笔记本电脑","微软Suyfacepro3","12英寸2160x1440，Intel酷睿",5700,"微软中国有限公司","*微软","中国","2016-02-01","教学","重点学科建设经费","蒋丽红"]
[1577,"化学工程与工艺专业实验室","2016010777","笔记本电脑","戴尔Latitude E7470","E7470(I5 6200/4G/500G/无光驱/14寸）",8320,"戴尔（中国）有限公司","戴尔","中国","2016-10-24","教学","科研费","梅毅"]
[1578,"化学工程与工艺专业实验室","2016010778","笔记本电脑","戴尔Latitude E7470","E7470(I5 6200/4G/500G/无光驱/14寸）",8320,"戴尔（中国）有限公司","戴尔","中国","2016-10-24","教学","科研费","梅毅"]
[1579,"化学工程与工艺专业实验室","20164d0168","比表面及孔隙度分析仪","NOVA4200e","测量范围：比表面积 0.01 m2/g，无已知上限；孔径范围：0.35~400nm（用氮气）1nm=10？;最小相对压力（p/po）：2×10-5。",192514.06,"美国康塔仪器公司","NOVA4200e","中国","2013-07-08","教学","德元贷款","蒋丽红"]
[1580,"化学工程与工艺专业实验室","2017003983","保温接口及温控器","布鲁克BRUKERA588","热分析器可以触发FTIR采样",100000,"BRUKER OPTIKGMBH(德国，布鲁克)","布鲁克","德国","2015-11-26","科研","人才引进费","谢德龙"]
[1581,"化学工程与工艺专业实验室","20120897","办公桌","高密度板","1800*900*760mm",1300,"广州办公家具厂",null,"中国","2012-06-01","科研","科研费","陈卓"]
[1582,"化学工程与工艺专业实验室","20120896","办公椅","大班椅","牛皮",1200,"广州办公家具厂",null,"中国","2012-06-01","科研","科研费","陈卓"]
[1583,"化学工程与工艺专业实验室","2011001090","办公边台","1200*750*800","钢木结构",1767,"昆明科奥特实验室设备有限公司",null,"中国","2011-11-01","教学","呈贡校区建设费","夏举佩"]
[1584,"化学工程与工艺专业实验室","2011001091","办公边台","1200*750*800","钢木结构",1767,"昆明科奥特实验室设备有限公司",null,"中国","2011-11-01","教学","呈贡校区建设费","夏举佩"]
[1585,"化学工程与工艺专业实验室","2011001092","办公边台","1200*750*800","钢木结构",1767,"昆明科奥特实验室设备有限公司",null,"中国","2011-11-01","教学","呈贡校区建设费","夏举佩"]
[1586,"化学工程与工艺专业实验室","2011001093","办公边台","1200*750*800","钢木结构",1767,"昆明科奥特实验室设备有限公司",null,"中国","2011-11-01","教学","呈贡校区建设费","夏举佩"]
[1587,"化学工程与工艺专业实验室","2011001094","办公边台","1200*750*800","钢木结构",1767,"昆明科奥特实验室设备有限公司",null,"中国","2011-11-01","教学","呈贡校区建设费","夏举佩"]
[1588,"化学工程与工艺专业实验室","2011001095","办公边台","1200*750*800","钢木结构",1767,"昆明科奥特实验室设备有限公司",null,"中国","2011-11-01","教学","呈贡校区建设费","夏举佩"]
[1589,"化学工程与工艺专业实验室","2011001096","办公边台","1200*750*800","钢木结构",1767,"昆明科奥特实验室设备有限公司",null,"中国","2011-11-01","教学","呈贡校区建设费","夏举佩"]
[1590,"化学工程与工艺专业实验室","2011001097","办公边台","1200*750*800","钢木结构",1767,"昆明科奥特实验室设备有限公司",null,"中国","2011-11-01","教学","呈贡校区建设费","夏举佩"]
[1591,"化学工程与工艺专业实验室","2011001098","办公边台","1200*750*800","钢木结构",1767,"昆明科奥特实验室设备有限公司",null,"中国","2011-11-01","教学","呈贡校区建设费","夏举佩"]
[1592,"化学工程与工艺专业实验室","2011001099","办公边台","1200*750*800","钢木结构",1767,"昆明科奥特实验室设备有限公司",null,"中国","2011-11-01","教学","呈贡校区建设费","夏举佩"]
[1593,"化学工程与工艺专业实验室","2011001100","办公边台","1200*750*800","钢木结构",1767,"昆明科奥特实验室设备有限公司",null,"中国","2011-11-01","教学","呈贡校区建设费","夏举佩"]
[1594,"化学工程与工艺专业实验室","2011001101","办公边台","1200*750*800","钢木结构",1767,"昆明科奥特实验室设备有限公司",null,"中国","2011-11-01","教学","呈贡校区建设费","夏举佩"]
[1595,"化学工程与工艺专业实验室","2011001102","办公边台","1200*750*800","钢木结构",1767,"昆明科奥特实验室设备有限公司",null,"中国","2011-11-01","教学","呈贡校区建设费","夏举佩"]
[1596,"化学工程与工艺专业实验室","2011001103","办公边台","1200*750*800","钢木结构",1767,"昆明科奥特实验室设备有限公司",null,"中国","2011-11-01","教学","呈贡校区建设费","夏举佩"]
[1597,"化学工程与工艺专业实验室","2011001104","办公边台","1200*750*800","钢木结构",1767,"昆明科奥特实验室设备有限公司",null,"中国","2011-11-01","教学","呈贡校区建设费","夏举佩"]
[1598,"化学工程与工艺专业实验室","2011001105","办公边台","1200*750*800","钢木结构",1767,"昆明科奥特实验室设备有限公司",null,"中国","2011-11-01","教学","呈贡校区建设费","夏举佩"]
[1599,"化学工程与工艺专业实验室","2011001106","办公边台","1200*750*800","钢木结构",1767,"昆明科奥特实验室设备有限公司",null,"中国","2011-11-01","教学","呈贡校区建设费","夏举佩"]
[1600,"化学工程与工艺专业实验室","2011001107","办公边台","1200*750*800","钢木结构",1767,"昆明科奥特实验室设备有限公司",null,"中国","2011-11-01","教学","呈贡校区建设费","夏举佩"]
[1601,"化学工程与工艺专业实验室","2011001108","办公边台","1200*750*800","钢木结构",1767,"昆明科奥特实验室设备有限公司",null,"中国","2011-11-01","教学","呈贡校区建设费","夏举佩"]
[1602,"化学工程与工艺专业实验室","2011001109","办公边台","1200*750*800","钢木结构",1767,"昆明科奥特实验室设备有限公司",null,"中国","2011-11-01","教学","呈贡校区建设费","夏举佩"]
[1603,"化学工程与工艺专业实验室","20071570","氨气减压器","YQA-401","0.4N立方米/小时",1320,"上海减压器厂",null,"中国","2007-07-01","教学","教学设备费","杨荣"]
[1604,"化学工程与工艺专业实验室","2014001429","氨气减压阀","YQA-441","0.4-4MPa",1025,"上海减压器厂有限公司","上减","中国","2014-03-26","科研","科研费","祝琳华"]
[1605,"化学工程与工艺专业实验室","20164d0169","阿贝折射仪","2WAJ","折射率nD：1.3000-1.7000；糖溶液质量分散(Brix)：0～95% ；准确度：± 0.0002",2406.43,"上海缔伦光学仪器有限公司/常州衡正电子仪器有限公司（代理）","缔伦","中国","2013-07-08","教学","德元贷款","陈卓"]
[1606,"化学工程与工艺专业实验室","20164d0170","阿贝折射仪","2WAJ","折射率nD：1.3000-1.7000；糖溶液质量分散(Brix)：0～95% ；准确度：± 0.0002",2406.43,"上海缔伦光学仪器有限公司/常州衡正电子仪器有限公司（代理）","缔伦","中国","2013-07-08","教学","德元贷款","陈卓"]
[1607,"能源化学工程专业实验室","2016000040","自动混合料拌合机","SYD-F02-20","控时范围0~999秒工作电压三相380V、16A、50Hz",26400,"上海昌吉地质仪器有限公司","昌吉","中国","2014-09-26","教学","中央财政专项资金","赵榆林"]
[1608,"能源化学工程专业实验室","2012002284","紫外-可见分光光度计","uv-5300PC","波长范围：190-1100nm",17000,"上海元析仪器有限公司",null,"中国","2012-02-01","教学","科研基础平台经费","赵榆林"]
[1609,"能源化学工程专业实验室","2011001488","资料柜","1000*470*2000","铝木结构",1000,"昆明科奥特实验室设备有限公司",null,"中国","2011-11-01","教学","呈贡校区建设费","赵榆林"]
[1610,"能源化学工程专业实验室","2011001489","资料柜","1000*470*2000","铝木结构",1000,"昆明科奥特实验室设备有限公司",null,"中国","2011-11-01","教学","呈贡校区建设费","赵榆林"]
[1611,"能源化学工程专业实验室","2011001490","资料柜","1000*470*2000","铝木结构",1000,"昆明科奥特实验室设备有限公司",null,"中国","2011-11-01","教学","呈贡校区建设费","赵榆林"]
[1612,"能源化学工程专业实验室","2011001491","资料柜","1000*470*2000","铝木结构",1000,"昆明科奥特实验室设备有限公司",null,"中国","2011-11-01","教学","呈贡校区建设费","赵榆林"]
[1613,"能源化学工程专业实验室","2012002281","注射泵","LSP01-2A","10μl-60ml",6300,"保定兰格恒流泵有限公司",null,"中国","2012-02-01","教学","科研基础平台经费","赵榆林"]
[1614,"能源化学工程专业实验室","2012002282","注射泵","LSP01-2A","10μl-60ml",6300,"保定兰格恒流泵有限公司",null,"中国","2012-02-01","教学","科研基础平台经费","赵榆林"]
[1615,"能源化学工程专业实验室","2012002283","注射泵","LSP01-1C","10μl-10ml",7800,"保定兰格恒流泵有限公司",null,"中国","2012-02-01","教学","科研基础平台经费","赵榆林"]
[1616,"能源化学工程专业实验室","2011001389","中央实验台（带试剂架、4套水）","5400*1500*800","钢木结构",14928,"昆明科奥特实验室设备有限公司",null,"中国","2011-11-01","教学","呈贡校区建设费","赵榆林"]
[1617,"能源化学工程专业实验室","2011001393","中央实验台（带试剂架、4套水）","4800*1500*800","钢木结构",18600,"昆明科奥特实验室设备有限公司",null,"中国","2011-11-01","教学","呈贡校区建设费","赵榆林"]
[1618,"能源化学工程专业实验室","2011001394","中央实验台（带试剂架、4套水）","4800*1500*800","钢木结构",18600,"昆明科奥特实验室设备有限公司",null,"中国","2011-11-01","教学","呈贡校区建设费","赵榆林"]
[1619,"能源化学工程专业实验室","2011001395","中央实验台（带试剂架、4套水）","4800*1500*800","钢木结构",18600,"昆明科奥特实验室设备有限公司",null,"中国","2011-11-01","教学","呈贡校区建设费","赵榆林"]
[1620,"能源化学工程专业实验室","2011001396","中央实验台（带试剂架、4套水）","6000*1500*800","钢木结构",17430,"昆明科奥特实验室设备有限公司",null,"中国","2011-11-01","教学","呈贡校区建设费","赵榆林"]
[1621,"能源化学工程专业实验室","2011001397","中央实验台（带试剂架、4套水）","6000*1500*800","钢木结构",17430,"昆明科奥特实验室设备有限公司",null,"中国","2011-11-01","教学","呈贡校区建设费","赵榆林"]
[1622,"能源化学工程专业实验室","2011001398","中央实验台（带试剂架、4套水）","6000*1500*800","钢木结构",17430,"昆明科奥特实验室设备有限公司",null,"中国","2011-11-01","教学","呈贡校区建设费","赵榆林"]
[1623,"能源化学工程专业实验室","2011001399","中央实验台（带试剂架、4套水）","6000*1500*800","钢木结构",17430,"昆明科奥特实验室设备有限公司",null,"中国","2011-11-01","教学","呈贡校区建设费","赵榆林"]
[1624,"能源化学工程专业实验室","2011001400","中央实验台（带试剂架、4套水）","6600*1500*800","钢木结构",17952,"昆明科奥特实验室设备有限公司",null,"中国","2011-11-01","教学","呈贡校区建设费","赵榆林"]
[1625,"能源化学工程专业实验室","2011001382","中央实验台（带试剂架、4套水)","5500*1500*800","钢木结构",15527,"昆明科奥特实验室设备有限公司",null,"中国","2011-11-01","教学","呈贡校区建设费","赵榆林"]
[1626,"能源化学工程专业实验室","2011001383","中央实验台（带试剂架、4套水)","5500*1500*800","钢木结构",15527,"昆明科奥特实验室设备有限公司",null,"中国","2011-11-01","教学","呈贡校区建设费","赵榆林"]
[1627,"能源化学工程专业实验室","2011001384","中央实验台（带试剂架、4套水)","5500*1500*800","钢木结构",15527,"昆明科奥特实验室设备有限公司",null,"中国","2011-11-01","教学","呈贡校区建设费","赵榆林"]
[1628,"能源化学工程专业实验室","2011001385","中央实验台（带试剂架、4套水)","5500*1500*800","钢木结构",15527,"昆明科奥特实验室设备有限公司",null,"中国","2011-11-01","教学","呈贡校区建设费","赵榆林"]
[1629,"能源化学工程专业实验室","2011001386","中央实验台（带试剂架、4套水)","5500*1500*800","钢木结构",15527,"昆明科奥特实验室设备有限公司",null,"中国","2011-11-01","教学","呈贡校区建设费","赵榆林"]
[1630,"能源化学工程专业实验室","2011001387","中央实验台（带试剂架、4套水)","5500*1500*800","钢木结构",15527,"昆明科奥特实验室设备有限公司",null,"中国","2011-11-01","教学","呈贡校区建设费","赵榆林"]
[1631,"能源化学工程专业实验室","2011001388","中央实验台（带试剂架、4套水)","5500*1500*800","钢木结构",15527,"昆明科奥特实验室设备有限公司",null,"中国","2011-11-01","教学","呈贡校区建设费","赵榆林"]
[1632,"能源化学工程专业实验室","2011001391","中央实验台（带试剂架、2套水）","5500*1500*800","钢木结构",14520,"昆明科奥特实验室设备有限公司",null,"中国","2011-11-01","教学","呈贡校区建设费","赵榆林"]
[1633,"能源化学工程专业实验室","2011001401","中央实验台（带试剂架、2套水）","3600*1500*800","钢木结构",9732,"昆明科奥特实验室设备有限公司",null,"中国","2011-11-01","教学","呈贡校区建设费","赵榆林"]
[1634,"能源化学工程专业实验室","2011001402","中央实验台（带试剂架、2套水）","3600*1500*800","钢木结构",9732,"昆明科奥特实验室设备有限公司",null,"中国","2011-11-01","教学","呈贡校区建设费","赵榆林"]
[1635,"能源化学工程专业实验室","2012002318","真空干燥箱","DZF-6020MBE","133Pa,5℃-250℃",2450,"上海博讯实业有限公司",null,"中国","2012-03-01","教学","呈贡校区建设费","赵榆林"]
[1636,"能源化学工程专业实验室","2012002372","真空干燥箱","DZF6020","900W,220V，温控范围50-200℃",3400,"河南巩义予华仪器有限公司",null,"中国","2012-03-01","教学","科研基础平台经费","赵榆林"]
[1637,"能源化学工程专业实验室","2013412928","真空干燥箱","DZF-6020","RT+10-200℃真空＜133Pa波动±1℃分辨率0.1℃",2300,"上海一恒科技有限公司","一恒科技","中国","2011-02-14","教学","呈贡校区建设费","赵榆林"]
[1638,"能源化学工程专业实验室","2011006394","针入度试验器","SYD-2801E","200W",5650,"上海昌吉地质仪器有限公司",null,"中国","2011-11-01","教学","科研基础平台经费","赵榆林"]
[1639,"能源化学工程专业实验室","2011001418","仪器台","5400*750*800","钢木结构",5724,"昆明科奥特实验室设备有限公司",null,"中国","2011-11-01","教学","呈贡校区建设费","赵榆林"]
[1640,"能源化学工程专业实验室","2011001419","仪器台","3600*850*800","钢木结构",3816,"昆明科奥特实验室设备有限公司",null,"中国","2011-11-01","教学","呈贡校区建设费","赵榆林"]
[1641,"能源化学工程专业实验室","2011001420","仪器台","3000*850*800","钢木结构",4140,"昆明科奥特实验室设备有限公司",null,"中国","2011-11-01","教学","呈贡校区建设费","赵榆林"]
[1642,"能源化学工程专业实验室","2011001421","仪器台","2150*800*800","钢木结构",3036,"昆明科奥特实验室设备有限公司",null,"中国","2011-11-01","教学","呈贡校区建设费","赵榆林"]
[1643,"能源化学工程专业实验室","2012002376","液相色谱柱：有机GPC起始工具包","PLgel Mixed-C","7.5*300mm",19200,"美国安捷伦科技公司",null,"美国","2012-03-01","教学","呈贡校区建设费","赵榆林"]
[1644,"能源化学工程专业实验室","2012002377","液相色谱柱：水相GPC起始工具包","PL aquagel-OH Mixed","7.5*300mm",16700,"美国安捷伦科技公司",null,"美国","2012-03-01","教学","呈贡校区建设费","赵榆林"]
[1645,"能源化学工程专业实验室","2011006391","液体石油产品烃类测定器","SYD-11132","1220mm，40W",33700,"上海昌吉地质仪器有限公司",null,"中国","2011-11-01","教学","科研基础平台经费","赵榆林"]
[1646,"能源化学工程专业实验室","2011001431","药品柜","1000*470*2000","铝木结构",1000,"昆明科奥特实验室设备有限公司",null,"中国","2011-11-01","教学","呈贡校区建设费","赵榆林"]
[1647,"能源化学工程专业实验室","2011001432","药品柜","1000*470*2000","铝木结构",1000,"昆明科奥特实验室设备有限公司",null,"中国","2011-11-01","教学","呈贡校区建设费","赵榆林"]
[1648,"能源化学工程专业实验室","2011001433","药品柜","1000*470*2000","铝木结构",1000,"昆明科奥特实验室设备有限公司",null,"中国","2011-11-01","教学","呈贡校区建设费","赵榆林"]
[1649,"能源化学工程专业实验室","2011001434","药品柜","1000*470*2000","铝木结构",1000,"昆明科奥特实验室设备有限公司",null,"中国","2011-11-01","教学","呈贡校区建设费","赵榆林"]
[1650,"能源化学工程专业实验室","2011001435","药品柜","1000*470*2000","铝木结构",1000,"昆明科奥特实验室设备有限公司",null,"中国","2011-11-01","教学","呈贡校区建设费","赵榆林"]
[1651,"能源化学工程专业实验室","2011001436","药品柜","1000*470*2000","铝木结构",1000,"昆明科奥特实验室设备有限公司",null,"中国","2011-11-01","教学","呈贡校区建设费","赵榆林"]
[1652,"能源化学工程专业实验室","2011001437","药品柜","1000*470*2000","铝木结构",1000,"昆明科奥特实验室设备有限公司",null,"中国","2011-11-01","教学","呈贡校区建设费","赵榆林"]
[1653,"能源化学工程专业实验室","2011001438","药品柜","1000*470*2000","铝木结构",1000,"昆明科奥特实验室设备有限公司",null,"中国","2011-11-01","教学","呈贡校区建设费","赵榆林"]
[1654,"能源化学工程专业实验室","2011001439","药品柜","1000*470*2000","铝木结构",1000,"昆明科奥特实验室设备有限公司",null,"中国","2011-11-01","教学","呈贡校区建设费","赵榆林"]
[1655,"能源化学工程专业实验室","2011001440","药品柜","1000*470*2000","铝木结构",1000,"昆明科奥特实验室设备有限公司",null,"中国","2011-11-01","教学","呈贡校区建设费","赵榆林"]
[1656,"能源化学工程专业实验室","2011001441","药品柜","1000*470*2000","铝木结构",1000,"昆明科奥特实验室设备有限公司",null,"中国","2011-11-01","教学","呈贡校区建设费","赵榆林"]
[1657,"能源化学工程专业实验室","2011001442","药品柜","1000*470*2000","铝木结构",1000,"昆明科奥特实验室设备有限公司",null,"中国","2011-11-01","教学","呈贡校区建设费","赵榆林"]
[1658,"能源化学工程专业实验室","2011001443","药品柜","1000*470*2000","铝木结构",1000,"昆明科奥特实验室设备有限公司",null,"中国","2011-11-01","教学","呈贡校区建设费","赵榆林"]
[1659,"能源化学工程专业实验室","2011001444","药品柜","1000*470*2000","铝木结构",1000,"昆明科奥特实验室设备有限公司",null,"中国","2011-11-01","教学","呈贡校区建设费","赵榆林"]
[1660,"能源化学工程专业实验室","2011001445","药品柜","1000*470*2000","铝木结构",1000,"昆明科奥特实验室设备有限公司",null,"中国","2011-11-01","教学","呈贡校区建设费","赵榆林"]
[1661,"能源化学工程专业实验室","2011001446","药品柜","1000*470*2000","铝木结构",1000,"昆明科奥特实验室设备有限公司",null,"中国","2011-11-01","教学","呈贡校区建设费","赵榆林"]
[1662,"能源化学工程专业实验室","2011001447","药品柜","1000*470*2000","铝木结构",1000,"昆明科奥特实验室设备有限公司",null,"中国","2011-11-01","教学","呈贡校区建设费","赵榆林"]
[1663,"能源化学工程专业实验室","2011001448","药品柜","1000*470*2000","铝木结构",1000,"昆明科奥特实验室设备有限公司",null,"中国","2011-11-01","教学","呈贡校区建设费","赵榆林"]
[1664,"能源化学工程专业实验室","2011001450","药品柜","1000*470*2000","铝木结构",1000,"昆明科奥特实验室设备有限公司",null,"中国","2011-11-01","教学","呈贡校区建设费","赵榆林"]
[1665,"能源化学工程专业实验室","2011001451","药品柜","1000*470*2000","铝木结构",1000,"昆明科奥特实验室设备有限公司",null,"中国","2011-11-01","教学","呈贡校区建设费","赵榆林"]
[1666,"能源化学工程专业实验室","2011001452","药品柜","1000*470*2000","铝木结构",1000,"昆明科奥特实验室设备有限公司",null,"中国","2011-11-01","教学","呈贡校区建设费","赵榆林"]
[1667,"能源化学工程专业实验室","2011001453","药品柜","1000*470*2000","铝木结构",1000,"昆明科奥特实验室设备有限公司",null,"中国","2011-11-01","教学","呈贡校区建设费","赵榆林"]
[1668,"能源化学工程专业实验室","2011001454","药品柜","1000*470*2000","铝木结构",1000,"昆明科奥特实验室设备有限公司",null,"中国","2011-11-01","教学","呈贡校区建设费","赵榆林"]
[1669,"能源化学工程专业实验室","2011001455","药品柜","1000*470*2000","铝木结构",1000,"昆明科奥特实验室设备有限公司",null,"中国","2011-11-01","教学","呈贡校区建设费","赵榆林"]
[1670,"能源化学工程专业实验室","2011001456","药品柜","1000*470*2000","铝木结构",1000,"昆明科奥特实验室设备有限公司",null,"中国","2011-11-01","教学","呈贡校区建设费","赵榆林"]
[1671,"能源化学工程专业实验室","2011001457","药品柜","1000*470*2000","铝木结构",1000,"昆明科奥特实验室设备有限公司",null,"中国","2011-11-01","教学","呈贡校区建设费","赵榆林"]
[1672,"能源化学工程专业实验室","2011001458","药品柜","1000*470*2000","铝木结构",1000,"昆明科奥特实验室设备有限公司",null,"中国","2011-11-01","教学","呈贡校区建设费","赵榆林"]
[1673,"能源化学工程专业实验室","2011001459","药品柜","1000*470*2000","铝木结构",1000,"昆明科奥特实验室设备有限公司",null,"中国","2011-11-01","教学","呈贡校区建设费","赵榆林"]
[1674,"能源化学工程专业实验室","2011001460","药品柜","1000*470*2000","铝木结构",1000,"昆明科奥特实验室设备有限公司",null,"中国","2011-11-01","教学","呈贡校区建设费","赵榆林"]
[1675,"能源化学工程专业实验室","2011001462","药品柜","1000*470*2000","铝木结构",1000,"昆明科奥特实验室设备有限公司",null,"中国","2011-11-01","教学","呈贡校区建设费","赵榆林"]
[1676,"能源化学工程专业实验室","2011001463","药品柜","1000*470*2000","铝木结构",1000,"昆明科奥特实验室设备有限公司",null,"中国","2011-11-01","教学","呈贡校区建设费","赵榆林"]
[1677,"能源化学工程专业实验室","2011001464","药品柜","1000*470*2000","铝木结构",1000,"昆明科奥特实验室设备有限公司",null,"中国","2011-11-01","教学","呈贡校区建设费","赵榆林"]
[1678,"能源化学工程专业实验室","2011001465","药品柜","1000*470*2000","铝木结构",1000,"昆明科奥特实验室设备有限公司",null,"中国","2011-11-01","教学","呈贡校区建设费","赵榆林"]
[1679,"能源化学工程专业实验室","2011001466","药品柜","1000*470*2000","铝木结构",1000,"昆明科奥特实验室设备有限公司",null,"中国","2011-11-01","教学","呈贡校区建设费","赵榆林"]
[1680,"能源化学工程专业实验室","2011001467","药品柜","1000*470*2000","铝木结构",1000,"昆明科奥特实验室设备有限公司",null,"中国","2011-11-01","教学","呈贡校区建设费","赵榆林"]
[1681,"能源化学工程专业实验室","2011001468","药品柜","1000*470*2000","铝木结构",1000,"昆明科奥特实验室设备有限公司",null,"中国","2011-11-01","教学","呈贡校区建设费","赵榆林"]
[1682,"能源化学工程专业实验室","2011001469","药品柜","1000*470*2000","铝木结构",1000,"昆明科奥特实验室设备有限公司",null,"中国","2011-11-01","教学","呈贡校区建设费","赵榆林"]
[1683,"能源化学工程专业实验室","2011001470","药品柜","1000*470*2000","铝木结构",1000,"昆明科奥特实验室设备有限公司",null,"中国","2011-11-01","教学","呈贡校区建设费","赵榆林"]
[1684,"能源化学工程专业实验室","2011001471","药品柜","1000*470*2000","铝木结构",1000,"昆明科奥特实验室设备有限公司",null,"中国","2011-11-01","教学","呈贡校区建设费","赵榆林"]
[1685,"能源化学工程专业实验室","2011001472","药品柜","1000*470*2000","铝木结构",1000,"昆明科奥特实验室设备有限公司",null,"中国","2011-11-01","教学","呈贡校区建设费","赵榆林"]
[1686,"能源化学工程专业实验室","2011001473","药品柜","1000*470*2000","铝木结构",1000,"昆明科奥特实验室设备有限公司",null,"中国","2011-11-01","教学","呈贡校区建设费","赵榆林"]
[1687,"能源化学工程专业实验室","2011001474","药品柜","1000*470*2000","铝木结构",1000,"昆明科奥特实验室设备有限公司",null,"中国","2011-11-01","教学","呈贡校区建设费","赵榆林"]
[1688,"能源化学工程专业实验室","2011001475","药品柜","1000*470*2000","铝木结构",1000,"昆明科奥特实验室设备有限公司",null,"中国","2011-11-01","教学","呈贡校区建设费","赵榆林"]
[1689,"能源化学工程专业实验室","2011001476","药品柜","1000*470*2000","铝木结构",1000,"昆明科奥特实验室设备有限公司",null,"中国","2011-11-01","教学","呈贡校区建设费","赵榆林"]
[1690,"能源化学工程专业实验室","2011001477","药品柜","1000*470*2000","铝木结构",1000,"昆明科奥特实验室设备有限公司",null,"中国","2011-11-01","教学","呈贡校区建设费","赵榆林"]
[1691,"能源化学工程专业实验室","2011001478","药品柜","1000*470*2000","铝木结构",1000,"昆明科奥特实验室设备有限公司",null,"中国","2011-11-01","教学","呈贡校区建设费","赵榆林"]
[1692,"能源化学工程专业实验室","2011001479","药品柜","1000*470*2000","铝木结构",1000,"昆明科奥特实验室设备有限公司",null,"中国","2011-11-01","教学","呈贡校区建设费","赵榆林"]
[1693,"能源化学工程专业实验室","2011001480","药品柜","1000*470*2000","铝木结构",1000,"昆明科奥特实验室设备有限公司",null,"中国","2011-11-01","教学","呈贡校区建设费","赵榆林"]
[1694,"能源化学工程专业实验室","2011001481","药品柜","1000*470*2000","铝木结构",1000,"昆明科奥特实验室设备有限公司",null,"中国","2011-11-01","教学","呈贡校区建设费","赵榆林"]
[1695,"能源化学工程专业实验室","2011001482","药品柜","1000*470*2000","铝木结构",1000,"昆明科奥特实验室设备有限公司",null,"中国","2011-11-01","教学","呈贡校区建设费","毛文元"]
[1696,"能源化学工程专业实验室","2011001483","药品柜","1000*470*2000","铝木结构",1000,"昆明科奥特实验室设备有限公司",null,"中国","2011-11-01","教学","呈贡校区建设费","毛文元"]
[1697,"能源化学工程专业实验室","2011001484","药品柜","1000*470*2000","铝木结构",1000,"昆明科奥特实验室设备有限公司",null,"中国","2011-11-01","教学","呈贡校区建设费","赵榆林"]
[1698,"能源化学工程专业实验室","2011001485","药品柜","1000*470*2000","铝木结构",1000,"昆明科奥特实验室设备有限公司",null,"中国","2011-11-01","教学","呈贡校区建设费","赵榆林"]
[1699,"能源化学工程专业实验室","2011001486","药品柜","1000*470*2000","铝木结构",1000,"昆明科奥特实验室设备有限公司",null,"中国","2011-11-01","教学","呈贡校区建设费","赵榆林"]
[1700,"能源化学工程专业实验室","2011001487","药品柜","1000*470*2000","铝木结构",1000,"昆明科奥特实验室设备有限公司",null,"中国","2011-11-01","教学","呈贡校区建设费","毛文元"]
[1701,"能源化学工程专业实验室","2011006385","氧弹热量计","XRY-1A+","20MPa",21765,"上海昌吉地质仪器有限公司",null,"中国","2011-11-01","教学","科研基础平台经费","赵榆林"]
[1702,"能源化学工程专业实验室","2015000830","压片机","QP-100","1.5KW,1400r/min",4300,"广州雷迈机械设备有限公司","雷迈","中国","2015-01-16","科研","科研费","何艳萍"]
[1703,"能源化学工程专业实验室","2015008518","压力老化容器","PAV 9500","最高温度：150℃；最大压力：2.45Mpa",150000,"美国Prentex公司","美国Prentex","美国","2015-03-02","教学","中央财政专项资金","孙彦琳"]
[1704,"能源化学工程专业实验室","2012002310","旋转蒸发仪","RE-5299","0-120rpm,1KW",5100,"河南巩义予华仪器有限公司",null,"中国","2012-03-01","教学","科研基础平台经费","赵榆林"]
[1705,"能源化学工程专业实验室","2013412929","旋转蒸发仪","RE-2000B、SHZ-D(Ⅲ)","20-200转/分40W室温-90℃流量60L/min",5000,"上海亚荣生化仪器厂、河南巩义予华仪器有限公司","上海亚荣","中国","2011-02-14","教学","呈贡校区建设费","赵榆林"]
[1706,"能源化学工程专业实验室","2013412931","卧式砂浆搅拌机","HJ250","容量250L转速35f/min",3350,"无锡光旭建筑有限公司","光旭","中国","2011-02-14","教学","呈贡校区建设费","赵榆林"]
[1707,"能源化学工程专业实验室","2011001503","文件柜","1000*470*2000","铝木结构",1000,"昆明科奥特实验室设备有限公司",null,"中国","2011-11-01","教学","呈贡校区建设费","赵榆林"]
[1708,"能源化学工程专业实验室","2011001504","文件柜","1000*470*2000","铝木结构",1000,"昆明科奥特实验室设备有限公司",null,"中国","2011-11-01","教学","呈贡校区建设费","赵榆林"]
[1709,"能源化学工程专业实验室","2012002313","温压双控微波消解萃取仪","MDS-6","1000W",49500,"上海新仪微波化学科技有限公司",null,"中国","2012-03-01","教学","科研基础平台经费","赵榆林"]
[1710,"能源化学工程专业实验室","2012002306","微型实验室喷雾干燥器","WPG-220","1000ml/h",42600,"山东奥诺能源科技有限公司",null,"中国","2012-02-01","教学","科研基础平台经费","赵榆林"]
[1711,"能源化学工程专业实验室","20102234","微型计算机","兼容机","Q8200/500G/256M/19\"",4943,"昆明纳海科技公司",null,"中国","2010-06-01","科研","科研费","赵文波"]
[1712,"能源化学工程专业实验室","2015001074","微型计算机","3800-R5398","i3-4160/4GB/500G",2949,"戴尔（中国）有限公司","戴尔","中国","2015-03-25","科研","科研费","何艳萍"]
[1713,"能源化学工程专业实验室","2015001075","微型计算机","3800-R5338","i3-4160/4GB/500G",3699,"戴尔（中国）有限公司","戴尔","中国","2015-03-25","科研","科研费","何艳萍"]
[1714,"能源化学工程专业实验室","2016010831","微型计算机","戴尔OptiPlex 3030 AIO","I3 4160/4G/500G/DVDRW/19.5",4350,"戴尔（中国）有限公司","戴尔","中国","2016-10-26","教学","业务费","赵榆林"]
[1715,"能源化学工程专业实验室","2011006374","铜片腐蚀试验器","SYD-5096A","600W+1000W",9930,"上海昌吉地质仪器有限公司",null,"中国","2011-11-01","教学","科研基础平台经费","赵榆林"]
[1716,"能源化学工程专业实验室","2011001513","通风系统","TF-2","风速0.5米/秒，噪声小于60分贝",22400,"昆明科奥特实验室设备有限公司",null,"中国","2011-11-01","教学","呈贡校区建设费","赵榆林"]
[1717,"能源化学工程专业实验室","2011001514","通风系统","TF-4","风速0.5米/秒，噪声小于60分贝",30380,"昆明科奥特实验室设备有限公司",null,"中国","2011-11-01","教学","呈贡校区建设费","赵榆林"]
[1718,"能源化学工程专业实验室","2011001515","通风系统","TF-23","风速0.5m/s,噪声小于60分贝",20470,"昆明科奥特实验室设备有限公司",null,"中国","2011-11-01","教学","呈贡校区建设费","赵榆林"]
[1719,"能源化学工程专业实验室","2011001516","通风系统","TF-30","风速0.5m/s,噪声小于60分贝",17870,"昆明科奥特实验室设备有限公司",null,"中国","2011-11-01","教学","呈贡校区建设费","赵榆林"]
[1720,"能源化学工程专业实验室","2011001517","通风系统","TF-31","风速0.5m/s,噪声小于60分贝",23890,"昆明科奥特实验室设备有限公司",null,"中国","2011-11-01","教学","呈贡校区建设费","赵榆林"]
[1721,"能源化学工程专业实验室","2011001518","通风系统","TF-34","风速0.5m/S，噪声小于60分贝",30220,"昆明科奥特实验室设备有限公司",null,"中国","2011-11-01","教学","呈贡校区建设费","赵榆林"]
[1722,"能源化学工程专业实验室","2011001403","通风柜","1500*850*2350","塑钢结构",9083,"昆明科奥特实验室设备有限公司",null,"中国","2011-11-01","教学","呈贡校区建设费","赵榆林"]
[1723,"能源化学工程专业实验室","2011001404","通风柜","1500*850*2350","塑钢结构",9083,"昆明科奥特实验室设备有限公司",null,"中国","2011-11-01","教学","呈贡校区建设费","赵榆林"]
[1724,"能源化学工程专业实验室","2011001405","通风柜","1500*850*2350","塑钢结构",9083,"昆明科奥特实验室设备有限公司",null,"中国","2011-11-01","教学","呈贡校区建设费","赵榆林"]
[1725,"能源化学工程专业实验室","2011001406","通风柜","1500*850*2350","塑钢结构",9083,"昆明科奥特实验室设备有限公司",null,"中国","2011-11-01","教学","呈贡校区建设费","赵榆林"]
[1726,"能源化学工程专业实验室","2011001407","通风柜","1500*850*2350","塑钢结构",9083,"昆明科奥特实验室设备有限公司",null,"中国","2011-11-01","教学","呈贡校区建设费","赵榆林"]
[1727,"能源化学工程专业实验室","2011001408","通风柜","1500*850*2350","塑钢结构",9083,"昆明科奥特实验室设备有限公司",null,"中国","2011-11-01","教学","呈贡校区建设费","赵榆林"]
[1728,"能源化学工程专业实验室","2011001409","通风柜","1500*850*2350","塑钢结构",9083,"昆明科奥特实验室设备有限公司",null,"中国","2011-11-01","教学","呈贡校区建设费","赵榆林"]
[1729,"能源化学工程专业实验室","2011001410","通风柜","1500*850*2350","塑钢结构",9083,"昆明科奥特实验室设备有限公司",null,"中国","2011-11-01","教学","呈贡校区建设费","赵榆林"]
[1730,"能源化学工程专业实验室","2011001411","通风柜","1500*850*2350","塑钢结构",9083,"昆明科奥特实验室设备有限公司",null,"中国","2011-11-01","教学","呈贡校区建设费","赵榆林"]
[1731,"能源化学工程专业实验室","2011001412","通风柜","1500*850*2350","塑钢结构",9083,"昆明科奥特实验室设备有限公司",null,"中国","2011-11-01","教学","呈贡校区建设费","赵榆林"]
[1732,"能源化学工程专业实验室","2011001413","通风柜","1500*850*2350","塑钢结构",9083,"昆明科奥特实验室设备有限公司",null,"中国","2011-11-01","教学","呈贡校区建设费","赵榆林"]
[1733,"能源化学工程专业实验室","2011001414","通风柜","1500*850*2350","塑钢结构",9083,"昆明科奥特实验室设备有限公司",null,"中国","2011-11-01","教学","呈贡校区建设费","赵榆林"]
[1734,"能源化学工程专业实验室","2011001415","通风柜","1500*850*2350","塑钢结构",9083,"昆明科奥特实验室设备有限公司",null,"中国","2011-11-01","教学","呈贡校区建设费","赵榆林"]
[1735,"能源化学工程专业实验室","2011001416","通风柜","1500*850*2350","塑钢结构",9083,"昆明科奥特实验室设备有限公司",null,"中国","2011-11-01","教学","呈贡校区建设费","赵榆林"]
[1736,"能源化学工程专业实验室","2016000036","天平","AR224CN","精度：0.1mg，量程：220g。",7520,"奥豪斯仪器（上海）有限公司","奥豪斯","中国","2014-09-26","教学","中央财政专项资金","唐晓宁"]
[1737,"能源化学工程专业实验室","2012002319","台式数控超声波清洗器","KQ3200DB","6L,40KHz",2260,"昆山市超声仪器有限公司",null,"中国","2012-03-01","教学","呈贡校区建设费","赵榆林"]
[1738,"能源化学工程专业实验室","2012002320","台式数控超声波清洗器","KQ3200DB","6L,40KHz",2260,"昆山市超声仪器有限公司",null,"中国","2012-03-01","教学","呈贡校区建设费","赵榆林"]
[1739,"能源化学工程专业实验室","2015001491","台式高速离心机","TG16-WS","电源220v,额定频率50HZ，最大额定输入电流10A",4900,"湖南湘仪实验室仪器开发有限公司","cence","中国","2015-04-10","科研","科研费","赵文波"]
[1740,"能源化学工程专业实验室","2012002305","水份测定仪","WA-1C","100mg",23000,"江苏江分电分析仪器有限公司",null,"中国","2012-02-01","教学","科研基础平台经费","赵榆林"]
[1741,"能源化学工程专业实验室","2012004456","双人单面净化工作台","SW-CJ-2FD","工作区尺寸：1360×690×520，ISO5级",5500,"苏州净化设备有限公司",null,"中国","2012-07-01","教学","科研基础平台经费","赵榆林"]
[1742,"能源化学工程专业实验室","2012002308","双层玻璃反应釜","S212-30L","30L",18200,"上海予华仪器设备有限公司",null,"中国","2012-02-01","教学","科研基础平台经费","赵榆林"]
[1743,"能源化学工程专业实验室","2012002301","数显粘度计","NDJ-9S","转速：6/12/30/60r/min",3400,"上海方瑞仪器有限公司",null,"中国","2012-02-01","教学","科研基础平台经费","赵榆林"]
[1744,"能源化学工程专业实验室","2013004410","数显双路直流稳压电源","SW-17","0-30V,0-3A",1480,"上海稳压器厂",null,"中国","2013-06-01","科研","科研费","孙彦琳"]
[1745,"能源化学工程专业实验室","2012002373","数显恒温水浴振荡器","SHA-B","2000W,220V，温度范围：室温-100℃",3400,"金坛市科析仪器有限公司",null,"中国","2012-03-01","教学","科研基础平台经费","赵榆林"]
[1746,"能源化学工程专业实验室","2012004453","数显电动搅拌器","JJ-1","定时范围0-120分，起动-3000转/分；60W",1100,"常州国华电器有限公司",null,"中国","2012-07-01","教学","科研基础平台经费","赵榆林"]
[1747,"能源化学工程专业实验室","2012004454","数显电动搅拌器","JJ-1","定时范围0-120分，起动-3000转/分；60W",1100,"常州国华电器有限公司",null,"中国","2012-07-01","教学","科研基础平台经费","赵榆林"]
[1748,"能源化学工程专业实验室","20092887","数码相机","三星ES55","1020万像素",1299,"三星电子技术公司",null,"中国","2009-06-01","科研","科研费","孙彦琳"]
[1749,"能源化学工程专业实验室","2013003045","数码相机","富士FinePix F775EXR","像素1600万，20倍光学变焦，ISO12800",2199,"富士胶片（中国）投资有限公司",null,"中国","2013-04-01","科研","科研费","孙彦琳"]
[1750,"能源化学工程专业实验室","2011006381","数控电炉法残炭试验器","SYD-30011","300W+600W+1000W",4700,"上海昌吉地质仪器有限公司",null,"中国","2011-11-01","教学","科研基础平台经费","赵榆林"]
[1751,"能源化学工程专业实验室","2011001492","书柜","1200*600*1800","铝木结构",1310,"昆明科奥特实验室设备有限公司",null,"中国","2011-11-01","教学","呈贡校区建设费","赵榆林"]
[1752,"能源化学工程专业实验室","2011001493","书柜","1200*600*1800","铝木结构",1310,"昆明科奥特实验室设备有限公司",null,"中国","2011-11-01","教学","呈贡校区建设费","赵榆林"]
[1753,"能源化学工程专业实验室","2011001494","书柜","1200*600*1800","铝木结构",1310,"昆明科奥特实验室设备有限公司",null,"中国","2011-11-01","教学","呈贡校区建设费","赵榆林"]
[1754,"能源化学工程专业实验室","2011001495","书柜","1200*600*1800","铝木结构",1310,"昆明科奥特实验室设备有限公司",null,"中国","2011-11-01","教学","呈贡校区建设费","赵榆林"]
[1755,"能源化学工程专业实验室","2012002286","手动实验室用升降台","B-40","150*150mm，200*200mm",1000,"上海鹊华生物科技有限公司",null,"中国","2012-02-01","教学","科研基础平台经费","赵榆林"]
[1756,"能源化学工程专业实验室","2012002287","手动实验室用升降台","B-40","150*150mm，200*200mm",1000,"上海鹊华生物科技有限公司",null,"中国","2012-02-01","教学","科研基础平台经费","赵榆林"]
[1757,"能源化学工程专业实验室","2012002288","手动实验室用升降台","B-40","150*150mm，200*200mm",1000,"上海鹊华生物科技有限公司",null,"中国","2012-02-01","教学","科研基础平台经费","赵榆林"]
[1758,"能源化学工程专业实验室","2012002289","手动实验室用升降台","B-40","150*150mm，200*200mm",1000,"上海鹊华生物科技有限公司",null,"中国","2012-02-01","教学","科研基础平台经费","赵榆林"]
[1759,"能源化学工程专业实验室","2012002290","手动实验室用升降台","B-40","150*150mm，200*200mm",1000,"上海鹊华生物科技有限公司",null,"中国","2012-02-01","教学","科研基础平台经费","赵榆林"]
[1760,"能源化学工程专业实验室","2012002291","手动实验室用升降台","B-40","150*150mm，200*200mm",1000,"上海鹊华生物科技有限公司",null,"中国","2012-02-01","教学","科研基础平台经费","赵榆林"]
[1761,"能源化学工程专业实验室","2012002292","手动实验室用升降台","B-40","150*150mm，200*200mm",1000,"上海鹊华生物科技有限公司",null,"中国","2012-02-01","教学","科研基础平台经费","赵榆林"]
[1762,"能源化学工程专业实验室","2012002285","实验室振动筛","YSS-200","功率：0.13KW",6000,"北京燕山正德机械设备有限公司",null,"中国","2012-02-01","教学","科研基础平台经费","赵榆林"]
[1763,"能源化学工程专业实验室","2011006378","实际胶质试验器","SYD-8019","2500W",17387,"上海昌吉地质仪器有限公司",null,"中国","2011-11-01","教学","科研基础平台经费","赵榆林"]
[1764,"能源化学工程专业实验室","2011006380","石油和合成液抗乳化性能试验器","SYD-7305A","2000W",24150,"上海昌吉地质仪器有限公司",null,"中国","2011-11-01","教学","科研基础平台经费","赵榆林"]
[1765,"能源化学工程专业实验室","2011006372","石油产品蒸馏试验器","SYD-6536","1000W",2250,"上海昌吉地质仪器有限公司",null,"中国","2011-11-01","教学","科研基础平台经费","赵榆林"]
[1766,"能源化学工程专业实验室","2011006369","石油产品运动粘度测定器","SYD-265C","1000W+650W,20L",6070,"上海昌吉地质仪器有限公司",null,"中国","2011-11-01","教学","科研基础平台经费","赵榆林"]
[1767,"能源化学工程专业实验室","2011006379","石油产品酸值、酸度试验器","SYD-264","1200W",2232,"上海昌吉地质仪器有限公司",null,"中国","2011-11-01","教学","科研基础平台经费","赵榆林"]
[1768,"能源化学工程专业实验室","2011006370","石油产品色度测定器","SYD-0168","220V,100W",5000,"上海昌吉地质仪器有限公司",null,"中国","2011-11-01","教学","科研基础平台经费","赵榆林"]
[1769,"能源化学工程专业实验室","2011006377","石油产品密度试验器","SYD-1884","700W+1000W",4270,"上海昌吉地质仪器有限公司",null,"中国","2011-11-01","教学","科研基础平台经费","赵榆林"]
[1770,"能源化学工程专业实验室","2011006371","石油产品硫含量试验器（燃灯法）","SYD-380B","5试样工作方式",3425,"上海昌吉地质仪器有限公司",null,"中国","2011-11-01","教学","科研基础平台经费","赵榆林"]
[1771,"能源化学工程专业实验室","2011006386","石油产品和添加剂机械杂质试验器","SYD-511B","1000W",4045,"上海昌吉地质仪器有限公司",null,"中国","2011-11-01","教学","科研基础平台经费","赵榆林"]
[1772,"能源化学工程专业实验室","2011006382","石油产品恩氏粘度计（数显式）","WNE-1A","550W,200ml",2140,"上海昌吉地质仪器有限公司",null,"中国","2011-11-01","教学","科研基础平台经费","赵榆林"]
[1773,"能源化学工程专业实验室","2011006373","石油产品苯胺点试验器","SYD-262A","2kW,5V",6900,"上海昌吉地质仪器有限公司",null,"中国","2011-11-01","教学","科研基础平台经费","赵榆林"]
[1774,"能源化学工程专业实验室","2016000034","湿轮磨耗仪","SYD-0752","自转速度140±2r/pm公转速度61±1r/pm",13450,"上海昌吉地质仪器有限公司","昌吉","中国","2014-09-26","教学","中央财政专项资金","赵榆林"]
[1775,"能源化学工程专业实验室","2011006388","深色石油产品硫含量试验器","SYD-387","2800W",22740,"上海昌吉地质仪器有限公司",null,"中国","2011-11-01","教学","科研基础平台经费","赵榆林"]
[1776,"能源化学工程专业实验室","2011006387","润滑脂滴点试验器","SYD-4929A","800W，600ml",1730,"上海昌吉地质仪器有限公司",null,"中国","2011-11-01","教学","科研基础平台经费","赵榆林"]
[1777,"能源化学工程专业实验室","2011006389","润滑油抗泡沫试验器","SYD-12579","650W+1000W+500W",16000,"上海昌吉地质仪器有限公司",null,"中国","2011-11-01","教学","科研基础平台经费","赵榆林"]
[1778,"能源化学工程专业实验室","2012002279","蠕动泵","BT100-2J","转速：0.1-100rpm",6600,"保定兰格恒流泵有限公司",null,"中国","2012-02-01","教学","科研基础平台经费","赵榆林"]
[1779,"能源化学工程专业实验室","2012002280","蠕动泵","BT100-2J","转速范围：0.1-100rpm",4200,"保定兰格恒流泵有限公司",null,"中国","2012-02-01","教学","科研基础平台经费","赵榆林"]
[1780,"能源化学工程专业实验室","2014004656","蠕动泵","BT100-2J","0.1-100rpm，48ml/min",2400,"保定兰格恒流泵有限公司","兰格","中国","2014-11-11","科研","科研费","孙彦琳"]
[1781,"能源化学工程专业实验室","2014004657","蠕动泵","BT100-2J","0.1-100rpm，48ml/min",2400,"保定兰格恒流泵有限公司","兰格","中国","2014-11-11","科研","科研费","孙彦琳"]
[1782,"能源化学工程专业实验室","2011006375","全自动汽油氧化安定性测定器","SYD-8018D","1600W",34000,"上海昌吉地质仪器有限公司",null,"中国","2011-11-01","教学","科研基础平台经费","赵榆林"]
[1783,"能源化学工程专业实验室","2011006392","全自动沥青软化点试验器","SYD-2806G","600W,1000ml",15515,"上海昌吉地质仪器有限公司",null,"中国","2011-11-01","教学","科研基础平台经费","赵榆林"]
[1784,"能源化学工程专业实验室","2012002321","球磨机","XQM-0.4L","0.4L",8300,"南京科析实验仪器研究所",null,"中国","2012-03-01","教学","呈贡校区建设费","赵榆林"]
[1785,"能源化学工程专业实验室","2011001424","器皿柜","1000*470*2000","铝木结构",1100,"昆明科奥特实验室设备有限公司",null,"中国","2011-11-01","教学","呈贡校区建设费","赵榆林"]
[1786,"能源化学工程专业实验室","2011001425","器皿柜","1000*470*2000","铝木结构",1100,"昆明科奥特实验室设备有限公司",null,"中国","2011-11-01","教学","呈贡校区建设费","赵榆林"]
[1787,"能源化学工程专业实验室","2011001426","器皿柜","1000*470*2000","铝木结构",1100,"昆明科奥特实验室设备有限公司",null,"中国","2011-11-01","教学","呈贡校区建设费","赵榆林"]
[1788,"能源化学工程专业实验室","2011001427","器皿柜","1000*470*2000","铝木结构",1100,"昆明科奥特实验室设备有限公司",null,"中国","2011-11-01","教学","呈贡校区建设费","赵榆林"]
[1789,"能源化学工程专业实验室","2011001428","器皿柜","1000*470*2000","铝木结构",1100,"昆明科奥特实验室设备有限公司",null,"中国","2011-11-01","教学","呈贡校区建设费","赵榆林"]
[1790,"能源化学工程专业实验室","2011001429","器皿柜","1000*470*2000","铝木结构",1100,"昆明科奥特实验室设备有限公司",null,"中国","2011-11-01","教学","呈贡校区建设费","赵榆林"]
[1791,"能源化学工程专业实验室","2011001430","器皿柜","1000*470*2000","铝木结构",1100,"昆明科奥特实验室设备有限公司",null,"中国","2011-11-01","教学","呈贡校区建设费","赵榆林"]
[1792,"能源化学工程专业实验室","2012002314","气相色谱柱","AT.PEG-20M","60m*0.25mm*0.33μm",2360,"中国科学院兰州化学物理研究所",null,"中国","2012-03-01","教学","呈贡校区建设费","赵榆林"]
[1793,"能源化学工程专业实验室","2012006910","气相色谱柱","SE-54","60*0.25mm*0.5um",2070,"浙江福立分析仪器有限公司",null,"中国","2012-11-01","教学","呈贡校区建设费","赵榆林"]
[1794,"能源化学工程专业实验室","2011010420","气相色谱仪","GC112A-6","灵敏度≤5×10-12g/s漂移≤5×10-13A/30mi",38000,"上海舜宇恒平科学仪器有限公司",null,"中国","2011-12-01","教学","呈贡校区建设费","赵榆林"]
[1795,"能源化学工程专业实验室","2011001496","气瓶柜","900*450*1800","全钢结构",2600,"昆明科奥特实验室设备有限公司",null,"中国","2011-11-01","教学","呈贡校区建设费","赵榆林"]
[1796,"能源化学工程专业实验室","2011001497","气瓶柜","900*450*1800","全钢结构",2600,"昆明科奥特实验室设备有限公司",null,"中国","2011-11-01","教学","呈贡校区建设费","赵榆林"]
[1797,"能源化学工程专业实验室","2011001498","气瓶柜","900*450*1800","全钢结构",2600,"昆明科奥特实验室设备有限公司",null,"中国","2011-11-01","教学","呈贡校区建设费","赵榆林"]
[1798,"能源化学工程专业实验室","2011001499","气瓶柜","900*450*1800","全钢结构",2600,"昆明科奥特实验室设备有限公司",null,"中国","2011-11-01","教学","呈贡校区建设费","赵榆林"]
[1799,"能源化学工程专业实验室","2011001505","屏风办公桌","500*1200*1200","屏风隔断",1200,"昆明科奥特实验室设备有限公司",null,"中国","2011-11-01","教学","呈贡校区建设费","赵榆林"]
[1800,"能源化学工程专业实验室","2011001506","屏风办公桌","500*1200*1200","屏风隔断",1200,"昆明科奥特实验室设备有限公司",null,"中国","2011-11-01","教学","呈贡校区建设费","赵榆林"]
[1801,"能源化学工程专业实验室","2011001507","屏风办公桌","500*1200*1200","屏风隔断",1200,"昆明科奥特实验室设备有限公司",null,"中国","2011-11-01","教学","呈贡校区建设费","赵榆林"]
[1802,"能源化学工程专业实验室","2011001508","屏风办公桌","500*1200*1200","屏风隔断",1200,"昆明科奥特实验室设备有限公司",null,"中国","2011-11-01","教学","呈贡校区建设费","赵榆林"]
[1803,"能源化学工程专业实验室","2011001509","屏风办公桌","500*1200*1200","屏风隔断",1200,"昆明科奥特实验室设备有限公司",null,"中国","2011-11-01","教学","呈贡校区建设费","赵榆林"]
[1804,"能源化学工程专业实验室","2011001510","屏风办公桌","500*1200*1200","屏风隔断",1200,"昆明科奥特实验室设备有限公司",null,"中国","2011-11-01","教学","呈贡校区建设费","赵榆林"]
[1805,"能源化学工程专业实验室","2011001511","屏风办公桌","500*1200*1200","屏风隔断",1200,"昆明科奥特实验室设备有限公司",null,"中国","2011-11-01","教学","呈贡校区建设费","赵榆林"]
[1806,"能源化学工程专业实验室","2011001512","屏风办公桌","500*1200*1200","屏风隔断",1200,"昆明科奥特实验室设备有限公司",null,"中国","2011-11-01","教学","呈贡校区建设费","赵榆林"]
[1807,"能源化学工程专业实验室","2016000033","黏聚力试验器","SYD-0754","扭矩表最大扭矩不小于 350N.cm，传力杆直径Φ8cm。",10000,"上海昌吉地质仪器有限公司","昌吉","中国","2014-09-26","教学","中央财政专项资金","赵榆林"]
[1808,"能源化学工程专业实验室","2016000031","马歇尔电动击实仪","SYD-0702A","击实速度：(60 次±5 次)/分钟；击实次数0～999)次",22800,"上海昌吉地质仪器有限公司","昌吉","中国","2014-09-26","教学","中央财政专项资金","赵榆林"]
[1809,"能源化学工程专业实验室","2015008517","粒形分析仪","DM4000 M","透反射双光路，6孔32mm物镜转盘，高速相机：500万像素",578000,"德国徕卡仪器公司","德国徕卡","德国","2015-03-02","教学","中央财政专项资金","孙彦琳"]
[1810,"能源化学工程专业实验室","2016000035","沥青蒸馏试验器","SYD-1617","加热功率0.6kW控温范围室温～260℃恒温精度±5℃",7560,"上海昌吉地质仪器有限公司","昌吉","中国","2014-09-26","教学","中央财政专项资金","赵榆林"]
[1811,"能源化学工程专业实验室","2016000030","沥青粘韧性测试仪","SYD-0624","拉伸速度(500±10)mm/min最大加载能力：1000N",36000,"上海昌吉地质仪器有限公司","昌吉","中国","2014-09-26","教学","中央财政专项资金","赵榆林"]
[1812,"能源化学工程专业实验室","2011006393","沥青延度试验器","SYD-4508G","3200W，50Hz",57085,"上海昌吉地质仪器有限公司",null,"中国","2011-11-01","教学","科研基础平台经费","赵榆林"]
[1813,"能源化学工程专业实验室","2016000032","沥青压力试验仪","SYD-0730","最大荷载50kN弯曲试验5kN测量范围≤40kN",50400,"上海昌吉地质仪器有限公司","昌吉","中国","2014-09-26","教学","中央财政专项资金","赵榆林"]
[1814,"能源化学工程专业实验室","2016000029","沥青相对密度试验器","SYD-0711A","仪器负压容器内负压可达 3.7 kPa±0.3 kPa",10800,"上海昌吉地质仪器有限公司","昌吉","中国","2014-09-26","教学","中央财政专项资金","赵榆林"]
[1815,"能源化学工程专业实验室","20120569","沥青化学四组分分析仪器","SYD-0618","250ml",1022,"上海昌吉地质仪器公司",null,"中国","2012-04-01","科研","科研费","孙彦琳"]
[1816,"能源化学工程专业实验室","20120570","沥青化学四组分分析仪器","SYD-0618","250ml",1022,"上海昌吉地质仪器公司",null,"中国","2012-04-01","科研","科研费","孙彦琳"]
[1817,"能源化学工程专业实验室","2011006395","沥青动力粘度试验器（新）","SYD-0620A","300mmHg",27392,"上海昌吉地质仪器有限公司",null,"中国","2011-11-01","教学","科研基础平台经费","赵榆林"]
[1818,"能源化学工程专业实验室","2012002304","开口闪点自动测定仪","KS-1C","室温-450°",8500,"江苏江分电分析仪器有限公司",null,"中国","2012-02-01","教学","科研基础平台经费","赵榆林"]
[1819,"能源化学工程专业实验室","2012002302","精密PH计","PHS-3C","PH:0-14.0",1500,"上海虹益仪器仪表有限公司",null,"中国","2012-02-01","教学","科研基础平台经费","赵榆林"]
[1820,"能源化学工程专业实验室","2011001282","角水池柜","1000*1000*800","钢木结构",1960,"昆明科奥特实验室设备有限公司",null,"中国","2011-11-01","教学","呈贡校区建设费","赵榆林"]
[1821,"能源化学工程专业实验室","2011001283","角水池柜","1000*1000*800","钢木结构",1960,"昆明科奥特实验室设备有限公司",null,"中国","2011-11-01","教学","呈贡校区建设费","赵榆林"]
[1822,"能源化学工程专业实验室","2011006376","减压馏程测定器","SYD-0165","1000W+350W,1000ml",15900,"上海昌吉地质仪器有限公司",null,"中国","2011-11-01","教学","科研基础平台经费","赵榆林"]
[1823,"能源化学工程专业实验室","2014004355","激光一体机","Laster Jet Pro M1530","220-240V,50/60Hz",2468,"惠普公司","惠普","中国","2014-10-16","科研","科研费","孙彦琳"]
[1824,"能源化学工程专业实验室","2012002323","机械搅拌器","RW 20","60-2000rpm",2580,"广州仪科实验室技术有限公司",null,"中国","2012-03-01","教学","呈贡校区建设费","赵榆林"]
[1825,"能源化学工程专业实验室","2012004355","恒温样品池","SL200B","50*50",1800,"美国科诺工业有限公司",null,"美国","2012-06-01","教学","科研基础平台经费","司甜"]
[1826,"能源化学工程专业实验室","2012004356","恒温样品池","SL200B","50*50",1800,"美国科诺工业有限公司",null,"美国","2012-06-01","教学","科研基础平台经费","司甜"]
[1827,"能源化学工程专业实验室","2012004457","恒温培养摇床","THZ-100","振荡频率：20~300r/min,振幅：20mm",6450,"上海一恒科学仪器有限公司",null,"中国","2012-07-01","教学","科研基础平台经费","赵榆林"]
[1828,"能源化学工程专业实验室","2013412923","管式电炉","SK2-2.5-13","功率2.5KW最高温度1300℃尺寸∮22×180mm",1500,"上海崇明实验仪器厂","崇明","中国","2011-02-14","教学","呈贡校区建设费","赵榆林"]
[1829,"能源化学工程专业实验室","2012002317","鼓风恒温干燥箱","GZX-9030MBE","5℃-250℃",1780,"上海博讯实业有限公司",null,"中国","2012-03-01","教学","呈贡校区建设费","赵榆林"]
[1830,"能源化学工程专业实验室","2013412927","鼓风恒温干燥箱","101A-3","数显，温度RT+10-300℃，尺寸500×600×750",1550,"上海崇明实验仪器厂","崇明","中国","2011-02-14","教学","呈贡校区建设费","赵榆林"]
[1831,"能源化学工程专业实验室","2012002370","鼓风干燥箱","DHG-9030","850W,220V，容积30L，室温+10-250℃",2400,"上海鹊华生物科技有限公司",null,"中国","2012-03-01","教学","科研基础平台经费","赵榆林"]
[1832,"能源化学工程专业实验室","2012002371","鼓风干燥箱","DHG-9030","850W,220V，容积30L，室温+10-250℃",2400,"上海鹊华生物科技有限公司",null,"中国","2012-03-01","教学","科研基础平台经费","赵榆林"]
[1833,"能源化学工程专业实验室","2013412922","鼓风干燥箱","DHG-9245A","控温范围RT+10-300℃波动±1℃分辨率0.1℃",3280,"上海一恒科技有限公司","一恒科技","中国","2011-02-14","教学","呈贡校区建设费","赵榆林"]
[1834,"能源化学工程专业实验室","2013412924","鼓风干燥箱","DHG-9245A","控温范围RT+10-300℃波动±1℃分辨率0.1℃",3280,"上海一恒科技有限公司","一恒科技","中国","2011-02-14","教学","呈贡校区建设费","赵榆林"]
[1835,"能源化学工程专业实验室","2012002297","高压水热合成反应釜","HZ200","100ml",1000,"郑州合众仪器有限公司",null,"中国","2012-02-01","教学","科研基础平台经费","赵榆林"]
[1836,"能源化学工程专业实验室","2012002298","高压水热合成反应釜","HZ200","100ml",1000,"郑州合众仪器有限公司",null,"中国","2012-02-01","教学","科研基础平台经费","赵榆林"]
[1837,"能源化学工程专业实验室","2012002299","高压水热合成反应釜","HZ500","500ml",3400,"郑州合众仪器有限公司",null,"中国","2012-02-01","教学","科研基础平台经费","赵榆林"]
[1838,"能源化学工程专业实验室","2012002300","高压水热合成反应釜","HZ500","500ml",3400,"郑州合众仪器有限公司",null,"中国","2012-02-01","教学","科研基础平台经费","赵榆林"]
[1839,"能源化学工程专业实验室","2012002312","高压反应釜","GS-0.5L","0.5L,300℃",20000,"威海化工机械有限公司",null,"中国","2012-03-01","教学","科研基础平台经费","赵榆林"]
[1840,"能源化学工程专业实验室","20164d0254","高压反应釜","GSHA-0.5L","设计压力：12.5MPa，设计温度：350℃，容积0.5L，不锈钢无腐蚀",28342.35,"威海鹏威精密仪器有限公司","鹏威","中国","2013-07-08","教学","德元贷款"]
[1841,"能源化学工程专业实验室","2016000039","高温箱式电阻炉","SXJD-V25-17","最高温度 1700℃，工作温度 1600℃",64120,"上海意丰电炉有限公司","意丰","中国","2014-09-26","教学","中央财政专项资金","唐晓宁"]
[1842,"能源化学工程专业实验室","2017004332","高温箱式电炉","SXL-1400C℃","炉膛尺寸：200*150*120mm",16000,"上海钜晶精密仪器制造有限公司","钜晶","中国","2015-10-13","科研","科研费","司甜"]
[1843,"能源化学工程专业实验室","2012002311","高速台式离心机","TGL-20B","20000rpm/min",21100,"上海安亭仪器厂",null,"中国","2012-03-01","教学","科研基础平台经费","赵榆林"]
[1844,"能源化学工程专业实验室","2015001490","高速离心机角转子","No.3 12*10ml ","<12000r/min,220,50HZ",4900,"湖南湘仪实验室仪器开发有限公司","湘仪","中国","2015-04-10","科研","科研费","赵文波"]
[1845,"能源化学工程专业实验室","2016000028","负荷车轮试验仪","SYD-0755","电机转速：1400r/pm；碾压频率：（44±1）次/分",10950,"上海昌吉地质仪器有限公司","昌吉","中国","2014-09-26","教学","中央财政专项资金","赵榆林"]
[1846,"能源化学工程专业实验室","2016000038","粉碎制样机","KER-F100A ","出料80-200振动频率147次/min精度0.1mg",5650,"镇江市科瑞制样设备有限公司","科瑞","中国","2014-09-26","教学","中央财政专项资金","唐晓宁"]
[1847,"能源化学工程专业实验室","2014006028","粉末压片机","FW-4A","工作压力24t，活塞行程30mm",3400,"安合盟（天津）科技发展有限公司","安合盟","中国","2014-09-22","科研","其它经费","唐晓宁"]
[1848,"能源化学工程专业实验室","2011006384","多功能试验器","SYD-510F1","1700W",25360,"上海昌吉地质仪器有限公司",null,"中国","2011-11-01","教学","科研基础平台经费","赵榆林"]
[1849,"能源化学工程专业实验室","2013412920","电子天平","JA21002","称量范围0-2100g计数精度10mg",3600,"上海菁海仪器有限公司","菁海仪器","中国","2011-02-14","教学","呈贡校区建设费","赵榆林"]
[1850,"能源化学工程专业实验室","2013412926","电子天平","FA2004N","最大称量200g最小计数0.1mg",2600,"上海菁海仪器有限公司","菁海仪器","中国","2011-02-14","教学","呈贡校区建设费","赵榆林"]
[1851,"能源化学工程专业实验室","19960606","电子分析天平","AEG-45SM","*",20191.92,"日本岛津公司",null,"日本","1996-09-01","教学","世行贷款","赵榆林"]
[1852,"能源化学工程专业实验室","2013412919","电子分析天平","AL104","可读0.1mg最大称量110g线性±0.2mg",6300,"梅特勒-托利多集团（上海）有限公司","梅特勒","中国","2011-02-14","教学","呈贡校区建设费","赵榆林"]
[1853,"能源化学工程专业实验室","2012004446","电热恒温鼓风干燥箱","DHG-9140A","室温-250°；内胆尺寸550*450*550",3600,"上海一恒科学仪器有限公司",null,"中国","2012-07-01","教学","科研基础平台经费","司甜"]
[1854,"能源化学工程专业实验室","2012002322","电热板","C-MAG HP10","1500W，50-500℃",2960,"广州仪科实验室技术有限公司",null,"中国","2012-03-01","教学","呈贡校区建设费","赵榆林"]
[1855,"能源化学工程专业实验室","2012002316","电动压片机模具","10、20、40","半径10、20、40",2800,"天津市科器高新技术公司",null,"中国","2012-03-01","教学","呈贡校区建设费","赵榆林"]
[1856,"能源化学工程专业实验室","2012002315","电动压片机","DY-30","0-35MPa",10880,"天津市科器高新技术公司",null,"中国","2012-03-01","教学","呈贡校区建设费","赵榆林"]
[1857,"能源化学工程专业实验室","2012002309","低温恒温反应浴","DFY-5/25","5L,-25-98℃",4400,"河南巩义予华仪器有限公司",null,"中国","2012-03-01","教学","科研基础平台经费","赵榆林"]
[1858,"能源化学工程专业实验室","2011001364","单水池柜","1500*750*800","钢木结构",2050,"昆明科奥特实验室设备有限公司",null,"中国","2011-11-01","教学","呈贡校区建设费","赵榆林"]
[1859,"能源化学工程专业实验室","2011001365","单水池柜","900*750*800","钢木结构",1520,"昆明科奥特实验室设备有限公司",null,"中国","2011-11-01","教学","呈贡校区建设费","赵榆林"]
[1860,"能源化学工程专业实验室","2011001367","单水池柜","900*750*800","钢木结构",1520,"昆明科奥特实验室设备有限公司",null,"中国","2011-11-01","教学","呈贡校区建设费","赵榆林"]
[1861,"能源化学工程专业实验室","2011001368","单水池柜","900*750*800","钢木结构",1520,"昆明科奥特实验室设备有限公司",null,"中国","2011-11-01","教学","呈贡校区建设费","赵榆林"]
[1862,"能源化学工程专业实验室","2011001370","单水池柜","900*750*800","钢木结构",1520,"昆明科奥特实验室设备有限公司",null,"中国","2011-11-01","教学","呈贡校区建设费","赵榆林"]
[1863,"能源化学工程专业实验室","2011001371","单水池柜","900*750*800","钢木结构",1520,"昆明科奥特实验室设备有限公司",null,"中国","2011-11-01","教学","呈贡校区建设费","赵榆林"]
[1864,"能源化学工程专业实验室","2011001372","单水池柜","900*750*800","钢木结构",1520,"昆明科奥特实验室设备有限公司",null,"中国","2011-11-01","教学","呈贡校区建设费","赵榆林"]
[1865,"能源化学工程专业实验室","2011001373","单水池柜","900*750*800","钢木结构",1520,"昆明科奥特实验室设备有限公司",null,"中国","2011-11-01","教学","呈贡校区建设费","赵榆林"]
[1866,"能源化学工程专业实验室","2011001374","单水池柜","900*750*800","钢木结构",1520,"昆明科奥特实验室设备有限公司",null,"中国","2011-11-01","教学","呈贡校区建设费","赵榆林"]
[1867,"能源化学工程专业实验室","2011001375","单水池柜","750*700*800","钢木结构",1420,"昆明科奥特实验室设备有限公司",null,"中国","2011-11-01","教学","呈贡校区建设费","赵榆林"]
[1868,"能源化学工程专业实验室","2011001376","单水池柜","750*700*800","钢木结构",1420,"昆明科奥特实验室设备有限公司",null,"中国","2011-11-01","教学","呈贡校区建设费","赵榆林"]
[1869,"能源化学工程专业实验室","2011001377","单水池柜","750*700*800","钢木结构",1420,"昆明科奥特实验室设备有限公司",null,"中国","2011-11-01","教学","呈贡校区建设费","赵榆林"]
[1870,"能源化学工程专业实验室","2011001378","单水池柜","750*700*800","钢木结构",1420,"昆明科奥特实验室设备有限公司",null,"中国","2011-11-01","教学","呈贡校区建设费","赵榆林"]
[1871,"能源化学工程专业实验室","2011001379","单水池柜","750*700*800","钢木结构",1420,"昆明科奥特实验室设备有限公司",null,"中国","2011-11-01","教学","呈贡校区建设费","赵榆林"]
[1872,"能源化学工程专业实验室","2011001380","单水池柜","750*700*800","钢木结构",1420,"昆明科奥特实验室设备有限公司",null,"中国","2011-11-01","教学","呈贡校区建设费","赵榆林"]
[1873,"能源化学工程专业实验室","2011001381","单水池柜","750*700*800","钢木结构",1420,"昆明科奥特实验室设备有限公司",null,"中国","2011-11-01","教学","呈贡校区建设费","赵榆林"]
[1874,"能源化学工程专业实验室","2012002307","单层玻璃反应釜","F-1L","1L",6000,"上海予华仪器设备有限公司",null,"中国","2012-02-01","教学","科研基础平台经费","赵榆林"]
[1875,"能源化学工程专业实验室","2012002369","程序升温马弗炉","SX-10-12","400*250*160，额定温度1200℃",4200,"天津泰斯特仪器有限公司",null,"中国","2012-02-01","教学","科研基础平台经费","赵榆林"]
[1876,"能源化学工程专业实验室","2011010421","玻璃反应釜","RAT-1","反应釜球体规格：1L",3300,"上海申顺生物科技有限公司",null,"中国","2011-12-01","教学","呈贡校区建设费","赵榆林"]
[1877,"能源化学工程专业实验室","2011010422","玻璃反应釜","RAT-2","反应釜球体规格：2L",3600,"上海申顺生物科技有限公司",null,"中国","2011-12-01","教学","呈贡校区建设费","赵榆林"]
[1878,"能源化学工程专业实验室","2012002293","冰箱","BCD-206TS","206L",2200,"青岛海尔",null,"中国","2012-02-01","教学","科研基础平台经费","赵榆林"]
[1879,"能源化学工程专业实验室","2014002190","冰箱","BCD-226SDCZ","226L,220V",3350,"青岛海尔股份有限公司","海尔","中国","2013-04-09","科研","科研费","赵文波"]
[1880,"能源化学工程专业实验室","2012002374","冰柜","379HB","379L",3000,"青岛海尔集团",null,"中国","2012-03-01","教学","科研基础平台经费","赵榆林"]
[1881,"能源化学工程专业实验室","2011006390","冰点试验器","SYD-2430","2000W",17300,"上海昌吉地质仪器有限公司",null,"中国","2011-11-01","教学","科研基础平台经费","赵榆林"]
[1882,"能源化学工程专业实验室","2012002278","表面张力仪","SL200B","接触角测量范围0-180°，接触角分辨率0.01°",156000,"美国科诺工业有限公司",null,"中国","2012-02-01","教学","科研基础平台经费","赵榆林"]
[1883,"能源化学工程专业实验室","2016000037","标准振筛机","KER-200B","频率：147次/min,半径：12.5mm，振幅：5mm",7500,"镇江市科瑞制样设备有限公司","科瑞","中国","2014-09-26","教学","中央财政专项资金","唐晓宁"]
[1884,"能源化学工程专业实验室","2011001299","边实验台2套水","3600*750*800","钢木结构",6580,"昆明科奥特实验室设备有限公司",null,"中国","2011-11-01","教学","呈贡校区建设费","赵榆林"]
[1885,"能源化学工程专业实验室","2011001289","边实验台1套水","6600*750*800","钢木结构",7456,"昆明科奥特实验室设备有限公司",null,"中国","2011-11-01","教学","呈贡校区建设费","赵榆林"]
[1886,"能源化学工程专业实验室","2011001290","边实验台1套水","8230*750*800","钢木结构",9247,"昆明科奥特实验室设备有限公司",null,"中国","2011-11-01","教学","呈贡校区建设费","赵榆林"]
[1887,"能源化学工程专业实验室","2011001291","边实验台1套水","7200*750*800","钢木结构",8092,"昆明科奥特实验室设备有限公司",null,"中国","2011-11-01","教学","呈贡校区建设费","赵榆林"]
[1888,"能源化学工程专业实验室","2011001293","边实验台1套水","4100*750*800","钢木结构",4912,"昆明科奥特实验室设备有限公司",null,"中国","2011-11-01","教学","呈贡校区建设费","赵榆林"]
[1889,"能源化学工程专业实验室","2011001294","边实验台1套水","4500*750*800","钢木结构",5230,"昆明科奥特实验室设备有限公司",null,"中国","2011-11-01","教学","呈贡校区建设费","赵榆林"]
[1890,"能源化学工程专业实验室","2011001297","边实验台1套水","3000*750*800","钢木结构",3640,"昆明科奥特实验室设备有限公司",null,"中国","2011-11-01","教学","呈贡校区建设费","赵榆林"]
[1891,"能源化学工程专业实验室","2011001298","边实验台1套水","3000*750*800","钢木结构",3640,"昆明科奥特实验室设备有限公司",null,"中国","2011-11-01","教学","呈贡校区建设费","赵榆林"]
[1892,"能源化学工程专业实验室","2011001300","边实验台1套水","3600*750*800","钢木结构",4400,"昆明科奥特实验室设备有限公司",null,"中国","2011-11-01","教学","呈贡校区建设费","赵榆林"]
[1893,"能源化学工程专业实验室","2011001303","边实验台1套水","2020*750*800","钢木结构",2601,"昆明科奥特实验室设备有限公司",null,"中国","2011-11-01","教学","呈贡校区建设费","赵榆林"]
[1894,"能源化学工程专业实验室","2011001284","边实验台","6000*750*800","钢木结构",6360,"昆明科奥特实验室设备有限公司",null,"中国","2011-11-01","教学","呈贡校区建设费","赵榆林"]
[1895,"能源化学工程专业实验室","2011001285","边实验台","6000*750*800","钢木结构",6360,"昆明科奥特实验室设备有限公司",null,"中国","2011-11-01","教学","呈贡校区建设费","赵榆林"]
[1896,"能源化学工程专业实验室","2011001286","边实验台","6000*750*800","钢木结构",6360,"昆明科奥特实验室设备有限公司",null,"中国","2011-11-01","教学","呈贡校区建设费","赵榆林"]
[1897,"能源化学工程专业实验室","2011001287","边实验台","6000*750*800","钢木结构",6360,"昆明科奥特实验室设备有限公司",null,"中国","2011-11-01","教学","呈贡校区建设费","赵榆林"]
[1898,"能源化学工程专业实验室","2011001288","边实验台","6000*750*800","钢木结构",6360,"昆明科奥特实验室设备有限公司",null,"中国","2011-11-01","教学","呈贡校区建设费","赵榆林"]
[1899,"能源化学工程专业实验室","2011001292","边实验台","4375*750*800","钢木结构",4770,"昆明科奥特实验室设备有限公司",null,"中国","2011-11-01","教学","呈贡校区建设费","赵榆林"]
[1900,"能源化学工程专业实验室","2011001295","边实验台","3000*750*800","钢木结构",4800,"昆明科奥特实验室设备有限公司",null,"中国","2011-11-01","教学","呈贡校区建设费","赵榆林"]
[1901,"能源化学工程专业实验室","2011001296","边实验台","3000*750*800","钢木结构",4800,"昆明科奥特实验室设备有限公司",null,"中国","2011-11-01","教学","呈贡校区建设费","赵榆林"]
[1902,"能源化学工程专业实验室","2011001304","边实验台","1200*750*800","钢木结构",1272,"昆明科奥特实验室设备有限公司",null,"中国","2011-11-01","教学","呈贡校区建设费","赵榆林"]
[1903,"能源化学工程专业实验室","2011001305","边实验台","1200*750*800","钢木结构",1272,"昆明科奥特实验室设备有限公司",null,"中国","2011-11-01","教学","呈贡校区建设费","赵榆林"]
[1904,"能源化学工程专业实验室","2011001306","边实验台","1800*750*800","钢木结构",1908,"昆明科奥特实验室设备有限公司",null,"中国","2011-11-01","教学","呈贡校区建设费","赵榆林"]
[1905,"能源化学工程专业实验室","2011001307","边实验台","1800*750*800","钢木结构",1908,"昆明科奥特实验室设备有限公司",null,"中国","2011-11-01","教学","呈贡校区建设费","赵榆林"]
[1906,"能源化学工程专业实验室","2011001309","边实验台","1500*750*800","钢木结构",2030,"昆明科奥特实验室设备有限公司",null,"中国","2011-11-01","教学","呈贡校区建设费","赵榆林"]
[1907,"能源化学工程专业实验室","2011001310","边实验台","1500*750*800","钢木结构",2030,"昆明科奥特实验室设备有限公司",null,"中国","2011-11-01","教学","呈贡校区建设费","赵榆林"]
[1908,"能源化学工程专业实验室","2011001311","边实验台","1500*750*800","钢木结构",2030,"昆明科奥特实验室设备有限公司",null,"中国","2011-11-01","教学","呈贡校区建设费","赵榆林"]
[1909,"能源化学工程专业实验室","2011001312","边实验台","1500*750*800","钢木结构",2030,"昆明科奥特实验室设备有限公司",null,"中国","2011-11-01","教学","呈贡校区建设费","赵榆林"]
[1910,"能源化学工程专业实验室","2011001313","边实验台","1500*750*800","钢木结构",2030,"昆明科奥特实验室设备有限公司",null,"中国","2011-11-01","教学","呈贡校区建设费","赵榆林"]
[1911,"能源化学工程专业实验室","2011001314","边实验台","1500*750*800","钢木结构",2030,"昆明科奥特实验室设备有限公司",null,"中国","2011-11-01","教学","呈贡校区建设费","赵榆林"]
[1912,"能源化学工程专业实验室","2011001315","边实验台","1500*750*800","钢木结构",2030,"昆明科奥特实验室设备有限公司",null,"中国","2011-11-01","教学","呈贡校区建设费","赵榆林"]
[1913,"能源化学工程专业实验室","2011001316","边实验台","1500*750*800","钢木结构",2030,"昆明科奥特实验室设备有限公司",null,"中国","2011-11-01","教学","呈贡校区建设费","赵榆林"]
[1914,"能源化学工程专业实验室","2011001317","边实验台","1500*750*800","钢木结构",2030,"昆明科奥特实验室设备有限公司",null,"中国","2011-11-01","教学","呈贡校区建设费","赵榆林"]
[1915,"能源化学工程专业实验室","2011001318","边实验台","1500*750*800","钢木结构",2030,"昆明科奥特实验室设备有限公司",null,"中国","2011-11-01","教学","呈贡校区建设费","赵榆林"]
[1916,"能源化学工程专业实验室","2011001319","边实验台","1500*750*800","钢木结构",2030,"昆明科奥特实验室设备有限公司",null,"中国","2011-11-01","教学","呈贡校区建设费","赵榆林"]
[1917,"能源化学工程专业实验室","2011001320","边实验台","1500*750*800","钢木结构",2030,"昆明科奥特实验室设备有限公司",null,"中国","2011-11-01","教学","呈贡校区建设费","赵榆林"]
[1918,"能源化学工程专业实验室","2011001321","边实验台","1500*750*800","钢木结构",2030,"昆明科奥特实验室设备有限公司",null,"中国","2011-11-01","教学","呈贡校区建设费","赵榆林"]
[1919,"能源化学工程专业实验室","2011001322","边实验台","1500*750*800","钢木结构",2030,"昆明科奥特实验室设备有限公司",null,"中国","2011-11-01","教学","呈贡校区建设费","赵榆林"]
[1920,"能源化学工程专业实验室","2011001323","边实验台","1500*750*800","钢木结构",2030,"昆明科奥特实验室设备有限公司",null,"中国","2011-11-01","教学","呈贡校区建设费","赵榆林"]
[1921,"能源化学工程专业实验室","2011001324","边实验台","1500*750*800","钢木结构",2030,"昆明科奥特实验室设备有限公司",null,"中国","2011-11-01","教学","呈贡校区建设费","赵榆林"]
[1922,"能源化学工程专业实验室","2011001325","边实验台","1500*750*800","钢木结构",2030,"昆明科奥特实验室设备有限公司",null,"中国","2011-11-01","教学","呈贡校区建设费","赵榆林"]
[1923,"能源化学工程专业实验室","2011001326","边实验台","1500*750*800","钢木结构",2030,"昆明科奥特实验室设备有限公司",null,"中国","2011-11-01","教学","呈贡校区建设费","赵榆林"]
[1924,"能源化学工程专业实验室","2011001327","边实验台","1500*750*800","钢木结构",2030,"昆明科奥特实验室设备有限公司",null,"中国","2011-11-01","教学","呈贡校区建设费","赵榆林"]
[1925,"能源化学工程专业实验室","2011001328","边实验台","1500*750*800","钢木结构",2030,"昆明科奥特实验室设备有限公司",null,"中国","2011-11-01","教学","呈贡校区建设费","赵榆林"]
[1926,"能源化学工程专业实验室","2011001329","边实验台","1500*750*800","钢木结构",2030,"昆明科奥特实验室设备有限公司",null,"中国","2011-11-01","教学","呈贡校区建设费","赵榆林"]
[1927,"能源化学工程专业实验室","2011001330","边实验台","1500*750*800","钢木结构",2030,"昆明科奥特实验室设备有限公司",null,"中国","2011-11-01","教学","呈贡校区建设费","赵榆林"]
[1928,"能源化学工程专业实验室","2011001331","边实验台","1500*750*800","钢木结构",2030,"昆明科奥特实验室设备有限公司",null,"中国","2011-11-01","教学","呈贡校区建设费","赵榆林"]
[1929,"能源化学工程专业实验室","2011001332","边实验台","1500*750*800","钢木结构",2030,"昆明科奥特实验室设备有限公司",null,"中国","2011-11-01","教学","呈贡校区建设费","赵榆林"]
[1930,"能源化学工程专业实验室","2011001333","边实验台","1500*750*800","钢木结构",2030,"昆明科奥特实验室设备有限公司",null,"中国","2011-11-01","教学","呈贡校区建设费","赵榆林"]
[1931,"能源化学工程专业实验室","2011001334","边实验台","1500*750*800","钢木结构",2030,"昆明科奥特实验室设备有限公司",null,"中国","2011-11-01","教学","呈贡校区建设费","赵榆林"]
[1932,"能源化学工程专业实验室","2011001335","边实验台","1500*750*800","钢木结构",2030,"昆明科奥特实验室设备有限公司",null,"中国","2011-11-01","教学","呈贡校区建设费","赵榆林"]
[1933,"能源化学工程专业实验室","2011001336","边实验台","1500*750*800","钢木结构",2030,"昆明科奥特实验室设备有限公司",null,"中国","2011-11-01","教学","呈贡校区建设费","赵榆林"]
[1934,"能源化学工程专业实验室","2011001337","边实验台","1500*750*800","钢木结构",2030,"昆明科奥特实验室设备有限公司",null,"中国","2011-11-01","教学","呈贡校区建设费","赵榆林"]
[1935,"能源化学工程专业实验室","2011001338","边实验台","1500*750*800","钢木结构",2030,"昆明科奥特实验室设备有限公司",null,"中国","2011-11-01","教学","呈贡校区建设费","赵榆林"]
[1936,"能源化学工程专业实验室","2011001339","边实验台","1500*750*800","钢木结构",2030,"昆明科奥特实验室设备有限公司",null,"中国","2011-11-01","教学","呈贡校区建设费","赵榆林"]
[1937,"能源化学工程专业实验室","2011001340","边实验台","1500*750*800","钢木结构",2030,"昆明科奥特实验室设备有限公司",null,"中国","2011-11-01","教学","呈贡校区建设费","赵榆林"]
[1938,"能源化学工程专业实验室","2011001341","边实验台","1500*750*800","钢木结构",2030,"昆明科奥特实验室设备有限公司",null,"中国","2011-11-01","教学","呈贡校区建设费","赵榆林"]
[1939,"能源化学工程专业实验室","2011001342","边实验台","1500*750*800","钢木结构",2030,"昆明科奥特实验室设备有限公司",null,"中国","2011-11-01","教学","呈贡校区建设费","赵榆林"]
[1940,"能源化学工程专业实验室","2011001343","边实验台","1500*750*800","钢木结构",2030,"昆明科奥特实验室设备有限公司",null,"中国","2011-11-01","教学","呈贡校区建设费","赵榆林"]
[1941,"能源化学工程专业实验室","2011001344","边实验台","1500*750*800","钢木结构",2030,"昆明科奥特实验室设备有限公司",null,"中国","2011-11-01","教学","呈贡校区建设费","赵榆林"]
[1942,"能源化学工程专业实验室","2011001345","边实验台","1500*750*800","钢木结构",2030,"昆明科奥特实验室设备有限公司",null,"中国","2011-11-01","教学","呈贡校区建设费","赵榆林"]
[1943,"能源化学工程专业实验室","2011001346","边实验台","1500*750*800","钢木结构",2030,"昆明科奥特实验室设备有限公司",null,"中国","2011-11-01","教学","呈贡校区建设费","赵榆林"]
[1944,"能源化学工程专业实验室","2011001347","边实验台","1500*750*800","钢木结构",2030,"昆明科奥特实验室设备有限公司",null,"中国","2011-11-01","教学","呈贡校区建设费","赵榆林"]
[1945,"能源化学工程专业实验室","2011001348","边实验台","1500*750*800","钢木结构",2030,"昆明科奥特实验室设备有限公司",null,"中国","2011-11-01","教学","呈贡校区建设费","赵榆林"]
[1946,"能源化学工程专业实验室","2011001349","边实验台","1500*750*800","钢木结构",2030,"昆明科奥特实验室设备有限公司",null,"中国","2011-11-01","教学","呈贡校区建设费","赵榆林"]
[1947,"能源化学工程专业实验室","2011001350","边实验台","1500*750*800","钢木结构",2030,"昆明科奥特实验室设备有限公司",null,"中国","2011-11-01","教学","呈贡校区建设费","赵榆林"]
[1948,"能源化学工程专业实验室","2011001351","边实验台","1500*750*800","钢木结构",2030,"昆明科奥特实验室设备有限公司",null,"中国","2011-11-01","教学","呈贡校区建设费","赵榆林"]
[1949,"能源化学工程专业实验室","2011001352","边实验台","1500*750*800","钢木结构",2030,"昆明科奥特实验室设备有限公司",null,"中国","2011-11-01","教学","呈贡校区建设费","赵榆林"]
[1950,"能源化学工程专业实验室","2011001353","边实验台","1500*750*800","钢木结构",2030,"昆明科奥特实验室设备有限公司",null,"中国","2011-11-01","教学","呈贡校区建设费","赵榆林"]
[1951,"能源化学工程专业实验室","2011001354","边实验台","1500*750*800","钢木结构",2030,"昆明科奥特实验室设备有限公司",null,"中国","2011-11-01","教学","呈贡校区建设费","赵榆林"]
[1952,"能源化学工程专业实验室","2011001355","边实验台","1500*750*800","钢木结构",2030,"昆明科奥特实验室设备有限公司",null,"中国","2011-11-01","教学","呈贡校区建设费","赵榆林"]
[1953,"能源化学工程专业实验室","2011001356","边实验台","1500*750*800","钢木结构",2030,"昆明科奥特实验室设备有限公司",null,"中国","2011-11-01","教学","呈贡校区建设费","赵榆林"]
[1954,"能源化学工程专业实验室","2011001357","边实验台","1500*750*800","钢木结构",2030,"昆明科奥特实验室设备有限公司",null,"中国","2011-11-01","教学","呈贡校区建设费","赵榆林"]
[1955,"能源化学工程专业实验室","2011001358","边实验台","1500*750*800","钢木结构",2030,"昆明科奥特实验室设备有限公司",null,"中国","2011-11-01","教学","呈贡校区建设费","赵榆林"]
[1956,"能源化学工程专业实验室","2011001359","边实验台","1500*750*800","钢木结构",2030,"昆明科奥特实验室设备有限公司",null,"中国","2011-11-01","教学","呈贡校区建设费","赵榆林"]
[1957,"能源化学工程专业实验室","2011001360","边实验台","1500*750*800","钢木结构",2030,"昆明科奥特实验室设备有限公司",null,"中国","2011-11-01","教学","呈贡校区建设费","赵榆林"]
[1958,"能源化学工程专业实验室","2011001361","边实验台","1500*750*800","钢木结构",2030,"昆明科奥特实验室设备有限公司",null,"中国","2011-11-01","教学","呈贡校区建设费","赵榆林"]
[1959,"能源化学工程专业实验室","2011001362","边实验台","1500*750*800","钢木结构",2030,"昆明科奥特实验室设备有限公司",null,"中国","2011-11-01","教学","呈贡校区建设费","赵榆林"]
[1960,"能源化学工程专业实验室","2011001363","边实验台","2400*750*800","钢木结构",3840,"昆明科奥特实验室设备有限公司",null,"中国","2011-11-01","教学","呈贡校区建设费","赵榆林"]
[1961,"能源化学工程专业实验室","2012002303","闭口闪点试验器","BS-1","室温-450℃",8200,"江苏江分电分析仪器有限公司",null,"中国","2012-02-01","教学","科研基础平台经费","赵榆林"]
[1962,"能源化学工程专业实验室","20114692","笔记本电脑","惠普CQ36-105TX","2G/320G/13.3\"",5400,"惠普公司",null,"中国","2011-04-01","科研","科研费","司甜"]
[1963,"能源化学工程专业实验室","2012005441","笔记本电脑","A452","CPU:I5-3210M;内存：4GB;硬盘：750GB",4860,"华硕电脑股份有限公司",null,"中国","2012-10-01","科研","科研费","孙彦琳"]
[1964,"能源化学工程专业实验室","2014001824","笔记本电脑","Think Pad X1 Carbon","core i5/4G/150G",6358,"联想集团","Think Pad","中国","2014-04-17","科研","科研费","唐晓宁"]
[1965,"能源化学工程专业实验室","2016010781","笔记本电脑","戴尔Latitude 3470","I5 6200/4G/500G//14寸LED",5100,"戴尔（中国）有限公司","戴尔","中国","2016-10-24","教学","科研费","苏红莹"]
[1966,"能源化学工程专业实验室","2015001739","保险柜","150型","150L",2880,"昆明帝达有限公司","kunmingdida","中国","2015-03-02","教学","一般设备费","赵榆林"]
[1967,"能源化学工程专业实验室","2011006383","饱和蒸汽压测定器","SYD-8017","1600W",8838,"上海昌吉地质仪器有限公司",null,"中国","2011-11-01","教学","科研基础平台经费","赵榆林"]
[1968,"轻化工程专业实验室","2014003465","自动液相色谱分离层析仪","ME99-3","收集容量：12mlX100",46000,"上海沪西分析仪器厂有限公司","上海沪西","中国","2013-07-12","教学","中央财政专项资金","张恒"]
[1969,"轻化工程专业实验室","20080368","自动磨浆机","PFI 2511","标准游离度599±15",498000,"KRK公司",null,"日本","2008-03-01","教学","教学设备费","张恒"]
[1970,"轻化工程专业实验室","20041660","自动部分收集器","BSZ-100","*",2950,"上海科学仪器公司",null,"中国","2004-06-01","科研","科研费","张恒"]
[1971,"轻化工程专业实验室","2013002417","紫外分光光度计","TU-1950","波长范围：190～900nm；",100000,"北京普析通用公司",null,"中国","2013-01-01","教学","科研基础平台经费","张恒"]
[1972,"轻化工程专业实验室","2011001002","资料柜","1000*470*2000","铝木结构",1000,"昆明科奥特实验室设备有限公司",null,"中国","2011-11-01","教学","呈贡校区建设费","张恒"]
[1973,"轻化工程专业实验室","2011001003","资料柜","1000*470*2000","铝木结构",1000,"昆明科奥特实验室设备有限公司",null,"中国","2011-11-01","教学","呈贡校区建设费","张恒"]
[1974,"轻化工程专业实验室","2011001004","资料柜","1000*470*2000","铝木结构",1000,"昆明科奥特实验室设备有限公司",null,"中国","2011-11-01","教学","呈贡校区建设费","张恒"]
[1975,"轻化工程专业实验室","2011001005","资料柜","1000*470*2000","铝木结构",1000,"昆明科奥特实验室设备有限公司",null,"中国","2011-11-01","教学","呈贡校区建设费","张恒"]
[1976,"轻化工程专业实验室","2011001006","资料柜","1000*470*2000","铝木结构",1000,"昆明科奥特实验室设备有限公司",null,"中国","2011-11-01","教学","呈贡校区建设费","张恒"]
[1977,"轻化工程专业实验室","2011001007","资料柜","1000*470*2000","铝木结构",1000,"昆明科奥特实验室设备有限公司",null,"中国","2011-11-01","教学","呈贡校区建设费","张恒"]
[1978,"轻化工程专业实验室","2011001008","资料柜","1000*470*2000","铝木结构",1000,"昆明科奥特实验室设备有限公司",null,"中国","2011-11-01","教学","呈贡校区建设费","张恒"]
[1979,"轻化工程专业实验室","2011001009","资料柜","1000*470*2000","铝木结构",1000,"昆明科奥特实验室设备有限公司",null,"中国","2011-11-01","教学","呈贡校区建设费","张恒"]
[1980,"轻化工程专业实验室","2011001010","资料柜","1000*470*2000","铝木结构",1000,"昆明科奥特实验室设备有限公司",null,"中国","2011-11-01","教学","呈贡校区建设费","张恒"]
[1981,"轻化工程专业实验室","2011001011","资料柜","1000*470*2000","铝木结构",1000,"昆明科奥特实验室设备有限公司",null,"中国","2011-11-01","教学","呈贡校区建设费","张恒"]
[1982,"轻化工程专业实验室","2011001012","资料柜","1000*470*2000","铝木结构",1000,"昆明科奥特实验室设备有限公司",null,"中国","2011-11-01","教学","呈贡校区建设费","张恒"]
[1983,"轻化工程专业实验室","2011001013","资料柜","1000*470*2000","铝木结构",1000,"昆明科奥特实验室设备有限公司",null,"中国","2011-11-01","教学","呈贡校区建设费","张恒"]
[1984,"轻化工程专业实验室","2011001014","资料柜","1000*470*2000","铝木结构",1000,"昆明科奥特实验室设备有限公司",null,"中国","2011-11-01","教学","呈贡校区建设费","张恒"]
[1985,"轻化工程专业实验室","2011001015","资料柜","1000*470*2000","铝木结构",1000,"昆明科奥特实验室设备有限公司",null,"中国","2011-11-01","教学","呈贡校区建设费","张恒"]
[1986,"轻化工程专业实验室","2011001016","资料柜","1000*470*2000","铝木结构",1000,"昆明科奥特实验室设备有限公司",null,"中国","2011-11-01","教学","呈贡校区建设费","张恒"]
[1987,"轻化工程专业实验室","2011000941","中央仪器台","4500*1500*800","钢木结构",9540,"昆明科奥特实验室设备有限公司",null,"中国","2011-11-01","教学","呈贡校区建设费","张恒"]
[1988,"轻化工程专业实验室","2011000938","中央实验台（带试剂架、6套水）","5500*1500*800","钢木结构",15840,"昆明科奥特实验室设备有限公司",null,"中国","2011-11-01","教学","呈贡校区建设费","张恒"]
[1989,"轻化工程专业实验室","2011000939","中央实验台（带试剂架、6套水）","5500*1500*800","钢木结构",15840,"昆明科奥特实验室设备有限公司",null,"中国","2011-11-01","教学","呈贡校区建设费","张恒"]
[1990,"轻化工程专业实验室","2011000940","中央实验台（带试剂架、6套水）","5500*1500*800","钢木结构",15840,"昆明科奥特实验室设备有限公司",null,"中国","2011-11-01","教学","呈贡校区建设费","张恒"]
[1991,"轻化工程专业实验室","2011000917","中央实验台（带试剂架、4套水）","3600*1500*800","钢木结构",10392,"昆明科奥特实验市设备有限公司",null,"中国","2011-11-01","教学","呈贡校区建设费","张恒"]
[1992,"轻化工程专业实验室","2011000918","中央实验台（带试剂架、4套水）","3600*1500*800","钢木结构",10392,"昆明科奥特实验市设备有限公司",null,"中国","2011-11-01","教学","呈贡校区建设费","张恒"]
[1993,"轻化工程专业实验室","2011000919","中央实验台（带试剂架、4套水）","3600*1500*800","钢木结构",10392,"昆明科奥特实验市设备有限公司",null,"中国","2011-11-01","教学","呈贡校区建设费","张恒"]
[1994,"轻化工程专业实验室","2011000923","中央实验台（带试剂架、4套水）","4200*1500*800","钢木结构",11904,"昆明科奥特实验室设备有限公司",null,"中国","2011-11-01","教学","呈贡校区建设费","张恒"]
[1995,"轻化工程专业实验室","2011000933","中央实验台（带试剂架、4套水）","4800*1500*800","钢木结构",18600,"昆明科奥特实验室设备有限公司",null,"中国","2011-11-01","教学","呈贡校区建设费","张恒"]
[1996,"轻化工程专业实验室","2011000934","中央实验台（带试剂架、4套水）","4800*1500*800","钢木结构",18600,"昆明科奥特实验室设备有限公司",null,"中国","2011-11-01","教学","呈贡校区建设费","张恒"]
[1997,"轻化工程专业实验室","2011000935","中央实验台（带试剂架、4套水）","4800*1500*800","钢木结构",18600,"昆明科奥特实验室设备有限公司",null,"中国","2011-11-01","教学","呈贡校区建设费","张恒"]
[1998,"轻化工程专业实验室","2011000936","中央实验台（带试剂架、4套水）","4800*1500*800","钢木结构",18600,"昆明科奥特实验室设备有限公司",null,"中国","2011-11-01","教学","呈贡校区建设费","张恒"]
[1999,"轻化工程专业实验室","2011000937","中央实验台（带试剂架、4套水）","4800*1500*800","钢木结构",18600,"昆明科奥特实验室设备有限公司",null,"中国","2011-11-01","教学","呈贡校区建设费","张恒"]
[2000,"轻化工程专业实验室","2011000921","中央实验台（带试剂架、2套水）","3600*1500*800","钢木结构",9732,"昆明科奥特实验室设备有限公司",null,"中国","2011-11-01","教学","呈贡校区建设费","张恒"]
[2001,"轻化工程专业实验室","2011000922","中央实验台（带试剂架、2套水）","3600*1500*800","钢木结构",9732,"昆明科奥特实验室设备有限公司",null,"中国","2011-11-01","教学","呈贡校区建设费","张恒"]
[2002,"轻化工程专业实验室","2011000920","中央实验台（带试剂架）","3600*1500*800","钢木结构",9072,"昆明科奥特实验室设备有限公司",null,"中国","2011-11-01","教学","呈贡校区建设费","张恒"]
[2003,"轻化工程专业实验室","20052693","智能数显恒温干燥箱","DF-4","最高温度200℃",5400,"郑州长城科工贸公司",null,"中国","2005-05-01","科研","科研费","张恒"]
[2004,"轻化工程专业实验室","20052694","智能数显恒温干燥箱","DF-5","最高温度200℃",7400,"郑州长城科工贸公司",null,"中国","2005-05-01","科研","科研费","张恒"]
[2005,"轻化工程专业实验室","11024807","智能恒温水浴","HH-601","控温范围：室温-95℃",1320,"金坛科析仪器公司",null,"中国","2011-09-01","教学","呈贡校区建设费","张恒"]
[2006,"轻化工程专业实验室","2013412466","制氧机","7F-3","出氧浓度93%±3%",2900,"江苏鱼跃医疗设备股份有限公司","鱼跃","中国","2013-10-17","科研","科研费","张恒"]
[2007,"轻化工程专业实验室","2014000956","制氧机","7F-3","氧气流量：1-3L/min，输出压力：0.04-0.05MP",2900,"江苏鱼跃医疗设备股份有限公司","鱼跃","中国","2013-06-25","科研","科研费","张恒"]
[2008,"轻化工程专业实验室","2011010419","纸张电子撕裂度测定仪","ZSED-1000","测量范围：0-1000mN，撕裂力臂：104±1mm",16000,"长春市月明小型试验机有限责任公司",null,"中国","2011-12-01","教学","呈贡校区建设费","张恒"]
[2009,"轻化工程专业实验室","11024800","纸张尘埃度测定仪","DRK117","标准尘埃图片0.05-5",2390,"济南德瑞克仪器公司",null,"中国","2011-09-01","教学","呈贡校区建设费","张恒"]
[2010,"轻化工程专业实验室","20154d0519","纸页压榨器","No.2569","不锈钢构造，气体要求：95 psi",74193.9,"日本KRK公司/上海林纸科学仪器有限公司（代理）","KRK","日本","2013-07-08","教学","德元贷款","何洁"]
[2011,"轻化工程专业实验室","20154d0518","纸页干燥器","No.2547","圆形干燥环：20片(*材质：不锈钢）；圆形干燥板:18片（材质：SUS304）",66631.26,"日本KRK公司/上海林纸科学仪器有限公司（代理）","KRK","日本","2013-07-08","教学","德元贷款","何洁"]
[2012,"轻化工程专业实验室","11024798","纸页成形器","ZQJ1-BII","干燥温度：80℃-110℃",38800,"陕西科大机械厂",null,"中国","2011-09-01","教学","呈贡校区建设费","张恒"]
[2013,"轻化工程专业实验室","2012002325","纸和纸张厚度测定仪","DRK107B","测量范围：0-25mm，测量精度：0.001mm",2800,"济南德瑞克仪器有限公司",null,"中国","2012-03-01","教学","呈贡校区建设费","张恒"]
[2014,"轻化工程专业实验室","20099904","蒸煮锅","ZQSI-15","容量15升",18600,"陕西科技大学机械厂",null,"中国","2009-11-01","教学","教学设备费","张恒"]
[2015,"轻化工程专业实验室","2013002415","真空干燥箱","DZF-6210","达到真空度：133Pa",20000,"上海天呈实验仪器制造有限公司",null,"中国","2013-01-01","教学","科研基础平台经费","张恒"]
[2016,"轻化工程专业实验室","19920239","油压机","ZQYC-200","*",5000,"西北轻工业学院工厂",null,"中国","1992-04-01","教学","教学设备费","张恒"]
[2017,"轻化工程专业实验室","2011000965","药品柜","1000*470*2000","铝木结构",1000,"昆明科奥特实验室设备有限公司",null,"中国","2011-11-01","教学","呈贡校区建设费","张恒"]
[2018,"轻化工程专业实验室","2011000966","药品柜","1000*470*2000","铝木结构",1000,"昆明科奥特实验室设备有限公司",null,"中国","2011-11-01","教学","呈贡校区建设费","张恒"]
[2019,"轻化工程专业实验室","2011000967","药品柜","1000*470*2000","铝木结构",1000,"昆明科奥特实验室设备有限公司",null,"中国","2011-11-01","教学","呈贡校区建设费","张恒"]
[2020,"轻化工程专业实验室","2011000968","药品柜","1000*470*2000","铝木结构",1000,"昆明科奥特实验室设备有限公司",null,"中国","2011-11-01","教学","呈贡校区建设费","张恒"]
[2021,"轻化工程专业实验室","2011000969","药品柜","1000*470*2000","铝木结构",1000,"昆明科奥特实验室设备有限公司",null,"中国","2011-11-01","教学","呈贡校区建设费","张恒"]
[2022,"轻化工程专业实验室","2011000970","药品柜","1000*470*2000","铝木结构",1000,"昆明科奥特实验室设备有限公司",null,"中国","2011-11-01","教学","呈贡校区建设费","张恒"]
[2023,"轻化工程专业实验室","2011000971","药品柜","1000*470*2000","铝木结构",1000,"昆明科奥特实验室设备有限公司",null,"中国","2011-11-01","教学","呈贡校区建设费","张恒"]
[2024,"轻化工程专业实验室","2011000972","药品柜","1000*470*2000","铝木结构",1000,"昆明科奥特实验室设备有限公司",null,"中国","2011-11-01","教学","呈贡校区建设费","张恒"]
[2025,"轻化工程专业实验室","2011000973","药品柜","1000*470*2000","铝木结构",1000,"昆明科奥特实验室设备有限公司",null,"中国","2011-11-01","教学","呈贡校区建设费","张恒"]
[2026,"轻化工程专业实验室","2011000974","药品柜","1000*470*2000","铝木结构",1000,"昆明科奥特实验室设备有限公司",null,"中国","2011-11-01","教学","呈贡校区建设费","张恒"]
[2027,"轻化工程专业实验室","2011000975","药品柜","1000*470*2000","铝木结构",1000,"昆明科奥特实验室设备有限公司",null,"中国","2011-11-01","教学","呈贡校区建设费","张恒"]
[2028,"轻化工程专业实验室","2011000976","药品柜","1000*470*2000","铝木结构",1000,"昆明科奥特实验室设备有限公司",null,"中国","2011-11-01","教学","呈贡校区建设费","张恒"]
[2029,"轻化工程专业实验室","2011000977","药品柜","1000*470*2000","铝木结构",1000,"昆明科奥特实验室设备有限公司",null,"中国","2011-11-01","教学","呈贡校区建设费","张恒"]
[2030,"轻化工程专业实验室","2011000978","药品柜","1000*470*2000","铝木结构",1000,"昆明科奥特实验室设备有限公司",null,"中国","2011-11-01","教学","呈贡校区建设费","张恒"]
[2031,"轻化工程专业实验室","2011000979","药品柜","1000*470*2000","铝木结构",1000,"昆明科奥特实验室设备有限公司",null,"中国","2011-11-01","教学","呈贡校区建设费","张恒"]
[2032,"轻化工程专业实验室","2011000980","药品柜","1000*470*2000","铝木结构",1000,"昆明科奥特实验室设备有限公司",null,"中国","2011-11-01","教学","呈贡校区建设费","张恒"]
[2033,"轻化工程专业实验室","2011000981","药品柜","1000*470*2000","铝木结构",1000,"昆明科奥特实验室设备有限公司",null,"中国","2011-11-01","教学","呈贡校区建设费","张恒"]
[2034,"轻化工程专业实验室","2011000982","药品柜","1000*470*2000","铝木结构",1000,"昆明科奥特实验室设备有限公司",null,"中国","2011-11-01","教学","呈贡校区建设费","张恒"]
[2035,"轻化工程专业实验室","2011000983","药品柜","1000*470*2000","铝木结构",1000,"昆明科奥特实验室设备有限公司",null,"中国","2011-11-01","教学","呈贡校区建设费","张恒"]
[2036,"轻化工程专业实验室","2011000984","药品柜","1000*470*2000","铝木结构",1000,"昆明科奥特实验室设备有限公司",null,"中国","2011-11-01","教学","呈贡校区建设费","张恒"]
[2037,"轻化工程专业实验室","2011000985","药品柜","1000*470*2000","铝木结构",1000,"昆明科奥特实验室设备有限公司",null,"中国","2011-11-01","教学","呈贡校区建设费","张恒"]
[2038,"轻化工程专业实验室","2011000986","药品柜","1000*470*2000","铝木结构",1000,"昆明科奥特实验室设备有限公司",null,"中国","2011-11-01","教学","呈贡校区建设费","张恒"]
[2039,"轻化工程专业实验室","2011000987","药品柜","1000*470*2000","铝木结构",1000,"昆明科奥特实验室设备有限公司",null,"中国","2011-11-01","教学","呈贡校区建设费","张恒"]
[2040,"轻化工程专业实验室","2011000988","药品柜","1000*470*2000","铝木结构",1000,"昆明科奥特实验室设备有限公司",null,"中国","2011-11-01","教学","呈贡校区建设费","张恒"]
[2041,"轻化工程专业实验室","2011000989","药品柜","1000*470*2000","铝木结构",1000,"昆明科奥特实验室设备有限公司",null,"中国","2011-11-01","教学","呈贡校区建设费","张恒"]
[2042,"轻化工程专业实验室","2011000990","药品柜","1000*470*2000","铝木结构",1000,"昆明科奥特实验室设备有限公司",null,"中国","2011-11-01","教学","呈贡校区建设费","张恒"]
[2043,"轻化工程专业实验室","2014003464","摇床","Ecotron","最大容量:25个100mL",59000,"瑞士INFORS公司","瑞士INFORS","瑞士","2013-07-12","教学","中央财政专项资金","张恒"]
[2044,"轻化工程专业实验室","20057233","氧漂小群罐","ZQS1-1FII","1升/只0.8MPa",6000,"陕西科技大学机械厂",null,"中国","2005-11-01","科研","科研费","周学飞"]
[2045,"轻化工程专业实验室","20164d0261","氧弹量热量仪","C200","用于测量液体和固体样品的热值，符合标准: DIN 51900,ISO 1928, ASTM D240, ASTM D4809, ASTM D5865, ASTM D1989",127636.82,"广州仪科实验室技术有限公司","IKA","中国","2013-07-08","教学","德元贷款"]
[2046,"轻化工程专业实验室","20022752","研磨机","*","*",3098,"广州",null,"中国","2002-03-01","科研","科研费","张恒"]
[2047,"轻化工程专业实验室","2014000954","循环真空泵","SHB-（D）III","最大真空度：0.098MP，功率180w",1450,"巩义市予华仪器制造有限公司","予华","中国","2013-10-10","科研","科研费","张恒"]
[2048,"轻化工程专业实验室","2014000955","循环真空泵","SHB-（D）III","最大真空度：0.098MP，功率180w",1450,"巩义市予华仪器制造有限公司","予华","中国","2013-10-10","科研","科研费","张恒"]
[2049,"轻化工程专业实验室","20052681","循环水式多用真空泵","SHB-95B","真空度0.085MPa",2064,"郑州科工贸公司",null,"中国","2005-05-01","教学","教学设备费","张恒"]
[2050,"轻化工程专业实验室","2013412093","循环水式多用真空泵","SHB-B88","功率180w，极限真空0.098mpa，抽量10L/min",4500,"郑州长城工贸有限公司","长城","中国","2013-09-20","科研","科研费","张恒"]
[2051,"轻化工程专业实验室","20022918","循环水多用真空泵","SGB-B95A","*",2500,"郑洲长城科工贸有限公",null,"中国","2002-06-01","科研","科研费","张恒"]
[2052,"轻化工程专业实验室","2014003984","循环冷却器","DL-400","功率500w，温度范围：-15℃-室温。",4950,"郑州长城科工贸有限公司","长城","中国","2014-08-15","科研","科研费","张恒"]
[2053,"轻化工程专业实验室","2014003985","循环冷却器","DL-400","功率500w，温度范围：-15℃-室温。",4950,"郑州长城科工贸有限公司","长城","中国","2014-08-15","科研","科研费","张恒"]
[2054,"轻化工程专业实验室","2013002386","旋转蒸发仪","RE-5205","旋转速度：0-100转/分",11500,"上海亚荣生化仪器厂",null,"中国","2013-01-01","教学","科研基础平台经费","张恒"]
[2055,"轻化工程专业实验室","2013412956","小型旋转蒸发器","RE-52CS","容量0.25-2L转速0-150转/分功率1000W",1650,"上海亚荣生化仪器厂","上海亚荣","中国","2011-02-14","教学","呈贡校区建设费","张恒"]
[2056,"轻化工程专业实验室","20103485","小型离心机","MiNi200型","3000转/分",5500,"连云港机械制造厂",null,"中国","2010-09-01","科研","科研费","张恒"]
[2057,"轻化工程专业实验室","20063197","小群罐","IF1.5","1.5升",3500,"陕西科技大学机械厂",null,"中国","2006-08-01","科研","科研费","张恒"]
[2058,"轻化工程专业实验室","20099905","小群罐","ZQSI-1FⅡ","单只容量1升",6000,"陕西科技大学机械厂",null,"中国","2009-11-01","教学","教学设备费","张恒"]
[2059,"轻化工程专业实验室","2011010416","肖伯尔－瑞格勒式打浆度测定仪","PN-SDJ100","测量范围：0～100°SR，分度值：1°SR",4900,"杭州品享科技有限公司",null,"中国","2011-12-01","教学","呈贡校区建设费","张恒"]
[2060,"轻化工程专业实验室","2011010417","肖伯尔－瑞格勒式打浆度测定仪","PN-SDJ100","测量范围：0～100°SR，分度值：1°SR",4900,"杭州品享科技有限公司",null,"中国","2011-12-01","教学","呈贡校区建设费","张恒"]
[2061,"轻化工程专业实验室","20074587","纤维质量分析仪","LDA02","纤维长度0.02-10mm",580000,"Optest公司",null,"加拿大","2007-11-01","教学","教学设备费","张恒"]
[2062,"轻化工程专业实验室","2013002391","纤维长度分析仪","Y111A","前罗拉直径φ8mm；后罗拉直径φ16 mm；皮棍直径φ17",3200,"常州华纺纺织仪器有限公司",null,"中国","2013-01-01","教学","科研基础平台经费","张恒"]
[2063,"轻化工程专业实验室","2013002393","纤维细度分析仪","YG002","测量范围：2~ 200μm，精度0.1μm",24000,"常州市华纺纺织仪器有限公司",null,"中国","2013-01-01","教学","科研基础平台经费","张恒"]
[2064,"轻化工程专业实验室","20060713","系统显微镜","徕卡DM1000","放大倍数40-1500X",95800,"德国徕卡仪器公司",null,"德国","2006-02-01","教学","重点学科建设经费","张恒"]
[2065,"轻化工程专业实验室","11027317","洗衣机","XQB60-628B","GB/T4288-2008",1198,"浙江天陆电器公司",null,"中国","2011-12-01","科研","科研费","周学飞"]
[2066,"轻化工程专业实验室","20053252","微型计算机","DELL M221119","*",5312.97,"戴尔有限公司",null,"中国","2005-11-01","科研","科研费","张恒"]
[2067,"轻化工程专业实验室","20053253","微型计算机","DELL M221119","*",5312.97,"戴尔有限公司",null,"中国","2005-11-01","科研","科研费","张恒"]
[2068,"轻化工程专业实验室","20060714","微型计算机","联想扬天M4600C","512M/80G/17\"液晶",8000,"联想集团",null,"中国","2006-02-01","教学","重点学科建设经费","张恒"]
[2069,"轻化工程专业实验室","20063328","微型计算机","HP Pavtlion a1525cn","AMD64*2/448M/Dual",4999,"惠普公司",null,"中国","2006-11-01","科研","科研费","陈克利"]
[2070,"轻化工程专业实验室","20091142","微型计算机","联想 KX6520","Q8200/2*2G/320G",5000,"联想集团公司",null,"中国","2009-04-01","科研","科研费","何洁"]
[2071,"轻化工程专业实验室","2016001802","微型计算机","兼容机","酷睿i5  CPU型号：Intel 酷睿i5 4570S  ",3300,"云南华东电脑科技有限公司","兼容机","中国","2016-02-02","教学","重点学科建设经费","陈克利"]
[2072,"轻化工程专业实验室","2016001803","微型计算机","惠普680G1"," i5-4460S 处理器 (6M 缓存 3.40 GHz",4600,"上海惠普有限公司","惠普","中国","2016-02-02","教学","重点学科建设经费","陈克利"]
[2073,"轻化工程专业实验室","2016001804","微型计算机","惠普680G1"," i5-4460S 处理器 (6M 缓存 3.40 GHz",4600,"上海惠普有限公司","惠普","中国","2016-02-02","教学","重点学科建设经费","陈克利"]
[2074,"轻化工程专业实验室","2016001805","微型计算机","惠普680G1"," i5-4460S 处理器 (6M 缓存 3.40 GHz",4600,"上海惠普有限公司","惠普","中国","2016-02-02","教学","重点学科建设经费","陈克利"]
[2075,"轻化工程专业实验室","11027589","微型高压反应釜","SLM250","有效容积250ml",27500,"北京世纪森朗仪器公司",null,"中国","2011-12-01","科研","科研费","周学飞"]
[2076,"轻化工程专业实验室","2013002398","通用研磨机","M20","最大转速 [1/min] ：20000",35000,"IKA广州公司",null,"中国","2013-01-01","教学","科研基础平台经费","张恒"]
[2077,"轻化工程专业实验室","2011001031","通风系统","TF-22","风速0.5米/秒，噪声小于60分贝",26360,"昆明科奥特实验室设备有限公司",null,"中国","2011-11-01","教学","呈贡校区建设费","张恒"]
[2078,"轻化工程专业实验室","2011001032","通风系统","TF-24","风速0.5米/秒",2680,"昆明科奥特实验室设备有限公司",null,"中国","2011-11-01","教学","呈贡校区建设费","张恒"]
[2079,"轻化工程专业实验室","2011001033","通风系统","TF-24","风速0.5米/秒",2680,"昆明科奥特实验室设备有限公司",null,"中国","2011-11-01","教学","呈贡校区建设费","张恒"]
[2080,"轻化工程专业实验室","2011001034","通风系统","TF-25、26、27","风速0.5米/秒，噪声小于60分贝",31740,"昆明科奥特实验室设备有限公司",null,"中国","2011-11-01","教学","呈贡校区建设费","张恒"]
[2081,"轻化工程专业实验室","2011001035","通风系统","TF-25、26、27","风速0.5米/秒，噪声小于60分贝",31740,"昆明科奥特实验室设备有限公司",null,"中国","2011-11-01","教学","呈贡校区建设费","张恒"]
[2082,"轻化工程专业实验室","2011001036","通风系统","TF-25、26、27","风速0.5米/秒，噪声小于60分贝",31740,"昆明科奥特实验室设备有限公司",null,"中国","2011-11-01","教学","呈贡校区建设费","张恒"]
[2083,"轻化工程专业实验室","2011001037","通风系统","TF-28","风速0.5米/秒，噪声小于60分贝",32175,"昆明科奥特实验室设备有限公司",null,"中国","2011-11-01","教学","呈贡校区建设费","张恒"]
[2084,"轻化工程专业实验室","2011000950","通风柜","1500*850*2350","钢木结构",8800,"昆明科奥特实验室设备有限公司",null,"中国","2011-11-01","教学","呈贡校区建设费","张恒"]
[2085,"轻化工程专业实验室","2011000951","通风柜","1500*850*2350","钢木结构",8800,"昆明科奥特实验室设备有限公司",null,"中国","2011-11-01","教学","呈贡校区建设费","张恒"]
[2086,"轻化工程专业实验室","2011000952","通风柜","1500*850*2350","钢木结构",8800,"昆明科奥特实验室设备有限公司",null,"中国","2011-11-01","教学","呈贡校区建设费","张恒"]
[2087,"轻化工程专业实验室","2011000953","通风柜","1500*850*2350","钢木结构",8800,"昆明科奥特实验室设备有限公司",null,"中国","2011-11-01","教学","呈贡校区建设费","张恒"]
[2088,"轻化工程专业实验室","2011000954","通风柜","1500*850*2350","钢木结构",8800,"昆明科奥特实验室设备有限公司",null,"中国","2011-11-01","教学","呈贡校区建设费","张恒"]
[2089,"轻化工程专业实验室","2013003131","调压器","TSGC2-9","额定功率9kVA，3相，输出电压0~430V",1200,"德力西电器有限公司",null,"中国","2013-04-01","科研","科研费","张恒"]
[2090,"轻化工程专业实验室","2013003132","调压器","TSGC2-9","额定功率9kVA，3相，输出电压0~430V",1200,"德力西电器有限公司",null,"中国","2013-04-01","科研","科研费","张恒"]
[2091,"轻化工程专业实验室","2014003986","调压器","TSGC2-9KVA","输入电压380v，输出电压0—430v",1200,"德力西集团有限公司","德力西","中国","2014-08-20","科研","科研费","张恒"]
[2092,"轻化工程专业实验室","2013411939","台式离心机","SS200","工作容量2.8L，内胆直径200mm，转速3000r/min",5280,"张家港市恒安机械制造有限公司","恒安","中国","2013-09-25","科研","科研费","张恒"]
[2093,"轻化工程专业实验室","2012005248","酸度计","DELTA-320S","pH测量范围：0.00~14.00，分辨率：0.01.",2002,"梅特勒-托利多（上海）仪器有限公司",null,"中国","2012-09-01","教学","教学设备费","张恒"]
[2094,"轻化工程专业实验室","2013411876","水箱","高1.5m，直径1.6m，圆柱形不锈钢桶","可蓄水1吨",4000,"昆明恒津科技有限公司","定制","中国","2013-06-05","教学","科研费","张恒"]
[2095,"轻化工程专业实验室","2013411877","水箱","高1.5m，直径1.6m，圆柱形不锈钢桶","可蓄水1吨",4000,"昆明恒津科技有限公司","定制","中国","2013-06-05","教学","科研费","张恒"]
[2096,"轻化工程专业实验室","2014001578","水利碎浆机","TD13-12","处理浆能力：最多600克绝干浆；处理纸浆浓度：10%～15%",23500,"咸阳通达轻工设备有限公司","通达","中国","2013-09-26","科研","科研费","张恒"]
[2097,"轻化工程专业实验室","2013002400","水环真空泵","SHB-ⅢS","流量80L/min；扬程10m",1200,"郑州长城科工贸有限公司",null,"中国","2013-01-01","教学","科研基础平台经费","张恒"]
[2098,"轻化工程专业实验室","2013002401","水环真空泵","SHB-ⅢS","流量80L/min；扬程10m",1200,"郑州长城科工贸有限公司",null,"中国","2013-01-01","教学","科研基础平台经费","张恒"]
[2099,"轻化工程专业实验室","2013002402","水环真空泵","SHB-ⅢS","流量80L/min；扬程10m",1200,"郑州长城科工贸有限公司",null,"中国","2013-01-01","教学","科研基础平台经费","张恒"]
[2100,"轻化工程专业实验室","2013002403","水环真空泵","SHB-ⅢS","流量80L/min；扬程10m",1200,"郑州长城科工贸有限公司",null,"中国","2013-01-01","教学","科研基础平台经费","张恒"]
[2101,"轻化工程专业实验室","2013412344","水环真空泵","SHZ-D型","最大正空度0.08MP",1450,"巩义市予华仪器有限公司","予华","中国","2013-09-12","科研","科研费","张恒"]
[2102,"轻化工程专业实验室","2013412345","水环真空泵","SHZ-D型","最大正空度0.08MP",1450,"巩义市予华仪器有限公司","予华","中国","2013-09-12","科研","科研费","张恒"]
[2103,"轻化工程专业实验室","2013002395","双通道微量注射泵","KDS200P","注射器尺寸：10 μl ~140 ml",20000,"美国KD Scientific公司",null,"美国","2013-01-01","教学","科研基础平台经费","张恒"]
[2104,"轻化工程专业实验室","20053198","双目显微镜","XSP-2CA","40-1600倍",2450,"上海光学仪器五厂",null,"中国","2005-07-01","科研","科研费","张恒"]
[2105,"轻化工程专业实验室","20054880","双目显微镜","XSP-2CA","40-600倍",2450,"上海光学仪器五厂",null,"中国","2005-09-01","科研","科研费","张恒"]
[2106,"轻化工程专业实验室","2012005249","双目生物显微镜","YS2","消色差物镜4×，10×，20×，40×。",6248,"南京江南永新光学有限公司",null,"中国","2012-09-01","教学","教学设备费","张恒"]
[2107,"轻化工程专业实验室","2012005250","双目生物显微镜","YS2","消色差物镜4×，10×，20×，40×。",6248,"南京江南永新光学有限公司",null,"中国","2012-09-01","教学","教学设备费","张恒"]
[2108,"轻化工程专业实验室","20164d0228","数显搅拌器","RW 20 digital","两个速度档位(高低速档)，范围为60-2000rpm",4069.53,"广州仪科实验室技术有限公司","IKA","中国","2013-07-08","教学","德元贷款"]
[2109,"轻化工程专业实验室","20164d0229","数显搅拌器","RW 20 digital","两个速度档位(高低速档)，范围为60-2000rpm",4069.53,"广州仪科实验室技术有限公司","IKA","中国","2013-07-08","教学","德元贷款"]
[2110,"轻化工程专业实验室","20164d0230","数显搅拌器","RW 20 digital","两个速度档位(高低速档)，范围为60-2000rpm",4069.53,"广州仪科实验室技术有限公司","IKA","中国","2013-07-08","教学","德元贷款"]
[2111,"轻化工程专业实验室","20164d0231","数显搅拌器","RW 20 digital","两个速度档位(高低速档)，范围为60-2000rpm",4069.53,"广州仪科实验室技术有限公司","IKA","中国","2013-07-08","教学","德元贷款"]
[2112,"轻化工程专业实验室","20164d0232","数显搅拌器","RW 20 digital","两个速度档位(高低速档)，范围为60-2000rpm",4069.53,"广州仪科实验室技术有限公司","IKA","中国","2013-07-08","教学","德元贷款"]
[2113,"轻化工程专业实验室","20164d0233","数显搅拌器","RW 20 digital","两个速度档位(高低速档)，范围为60-2000rpm",4069.53,"广州仪科实验室技术有限公司","IKA","中国","2013-07-08","教学","德元贷款"]
[2114,"轻化工程专业实验室","20164d0234","数显搅拌器","RW 20 digital","两个速度档位(高低速档)，范围为60-2000rpm",4069.53,"广州仪科实验室技术有限公司","IKA","中国","2013-07-08","教学","德元贷款"]
[2115,"轻化工程专业实验室","20164d0235","数显搅拌器","RW 20 digital","两个速度档位(高低速档)，范围为60-2000rpm",4069.53,"广州仪科实验室技术有限公司","IKA","中国","2013-07-08","教学","德元贷款"]
[2116,"轻化工程专业实验室","20053194","数码相机","佳能Pro1","800万像素",6650,"佳能公司",null,"日本","2005-06-01","科研","科研费","张恒"]
[2117,"轻化工程专业实验室","2011010415","疏解机","GBJ-A","容器内部尺寸：Φ152×191mm",8700,"长春市月明小型试验机有限责任公司",null,"中国","2011-12-01","教学","呈贡校区建设费","张恒"]
[2118,"轻化工程专业实验室","20054885","试剂架","2000*300*600","木质",1060,"昆明新艺实验家具厂",null,"中国","2005-09-01","科研","科研费","张恒"]
[2119,"轻化工程专业实验室","20054886","试剂架","2000*300*600","木质",1060,"昆明新艺实验家具厂",null,"中国","2005-09-01","科研","科研费","张恒"]
[2120,"轻化工程专业实验室","2014003463","试管细胞分散机","UTTD control","速度范围：400～8000 rpm",9600,"德国IKA广州仪科实验室技术有限公司","德国IKA广州","中国","2013-07-12","教学","中央财政专项资金","张恒"]
[2121,"轻化工程专业实验室","2011000957","实验货架","1200*550*2000","钢架结构",1050,"昆明科奥特实验室设备有限公司",null,"中国","2011-11-01","教学","呈贡校区建设费","张恒"]
[2122,"轻化工程专业实验室","2011000958","实验货架","1200*550*2000","钢架结构",1050,"昆明科奥特实验室设备有限公司",null,"中国","2011-11-01","教学","呈贡校区建设费","张恒"]
[2123,"轻化工程专业实验室","2011000959","实验货架","1200*550*2000","钢架结构",1050,"昆明科奥特实验室设备有限公司",null,"中国","2011-11-01","教学","呈贡校区建设费","张恒"]
[2124,"轻化工程专业实验室","2011000960","实验货架","1200*550*2000","钢架结构",1050,"昆明科奥特实验室设备有限公司",null,"中国","2011-11-01","教学","呈贡校区建设费","张恒"]
[2125,"轻化工程专业实验室","2011000961","实验货架","1200*550*2000","钢架结构",1050,"昆明科奥特实验室设备有限公司",null,"中国","2011-11-01","教学","呈贡校区建设费","张恒"]
[2126,"轻化工程专业实验室","2011000962","实验货架","1200*550*2000","钢架结构",1050,"昆明科奥特实验室设备有限公司",null,"中国","2011-11-01","教学","呈贡校区建设费","张恒"]
[2127,"轻化工程专业实验室","2011000963","实验货架","1200*550*2000","钢架结构",1050,"昆明科奥特实验室设备有限公司",null,"中国","2011-11-01","教学","呈贡校区建设费","张恒"]
[2128,"轻化工程专业实验室","2011000964","实验货架","1200*550*2000","钢架结构",1050,"昆明科奥特实验室设备有限公司",null,"中国","2011-11-01","教学","呈贡校区建设费","张恒"]
[2129,"轻化工程专业实验室","2013412960","实验高温炉","SX2-4-10","炉膛尺寸300×200×120MM功率4KW温度1000℃",1000,"上海崇明实验仪器厂","上海崇明","中国","2011-02-14","教学","呈贡校区建设费","张恒"]
[2130,"轻化工程专业实验室","20164d0265","石墨消解仪","SC150","25孔，最高150℃，800w",40438.51,"美国EE公司","EE","美国","2013-07-08","教学","德元贷款"]
[2131,"轻化工程专业实验室","2013002414","生物显微镜升级成像系统","DM1000","解析度 5百万象素: 2560x1920, 2/3\" CCD",78000,"德国徕卡公司",null,"德国","2013-01-01","教学","科研基础平台经费","张恒"]
[2132,"轻化工程专业实验室","20061080","生化培养箱","SPX-128","0-50℃",4350,"宁波江南仪器厂",null,"中国","2006-04-01","科研","科研费","周学飞"]
[2133,"轻化工程专业实验室","20120958","色度计","SD-2","色度0-500",2500,"上海悦丰仪器公司",null,"中国","2012-06-01","科研","科研费","孙兵"]
[2134,"轻化工程专业实验室","2013002396","熔点仪","MP70","室温～350℃；温度分辨率：0.1℃",82000,"瑞士梅特勒－托利多公司",null,"瑞士","2013-01-01","教学","科研基础平台经费","张恒"]
[2135,"轻化工程专业实验室","2011000995","器皿柜","1000*470*2000","铝木结构",1100,"昆明科奥特实验室设备有限公司",null,"中国","2011-11-01","教学","呈贡校区建设费","张恒"]
[2136,"轻化工程专业实验室","2011000996","器皿柜","1000*470*2000","铝木结构",1100,"昆明科奥特实验室设备有限公司",null,"中国","2011-11-01","教学","呈贡校区建设费","张恒"]
[2137,"轻化工程专业实验室","2011000997","器皿柜","1000*470*2000","铝木结构",1100,"昆明科奥特实验室设备有限公司",null,"中国","2011-11-01","教学","呈贡校区建设费","张恒"]
[2138,"轻化工程专业实验室","2011000998","器皿柜","1000*470*2000","铝木结构",1100,"昆明科奥特实验室设备有限公司",null,"中国","2011-11-01","教学","呈贡校区建设费","张恒"]
[2139,"轻化工程专业实验室","2011000999","器皿柜","1000*470*2000","铝木结构",1100,"昆明科奥特实验室设备有限公司",null,"中国","2011-11-01","教学","呈贡校区建设费","张恒"]
[2140,"轻化工程专业实验室","2011001000","器皿柜","1000*470*2000","铝木结构",1100,"昆明科奥特实验室设备有限公司",null,"中国","2011-11-01","教学","呈贡校区建设费","张恒"]
[2141,"轻化工程专业实验室","2011001001","器皿柜","1000*470*2000","铝木结构",1100,"昆明科奥特实验室设备有限公司",null,"中国","2011-11-01","教学","呈贡校区建设费","张恒"]
[2142,"轻化工程专业实验室","11024225","气相色谱柱","DB-5","30m*0.32mm*0.25um",5600,"安捷伦公司",null,"美国","2011-09-01","科研","科研费","张恒"]
[2143,"轻化工程专业实验室","2011000924","气瓶柜","900*450*1800","钢木结构",2600,"昆明科奥特实验室设备有限公司",null,"中国","2011-11-01","教学","呈贡校区建设费","张恒"]
[2144,"轻化工程专业实验室","2011000925","气瓶柜","900*450*1800","钢木结构",2600,"昆明科奥特实验室设备有限公司",null,"中国","2011-11-01","教学","呈贡校区建设费","张恒"]
[2145,"轻化工程专业实验室","2011000926","气瓶柜","900*450*1800","钢木结构",2600,"昆明科奥特实验室设备有限公司",null,"中国","2011-11-01","教学","呈贡校区建设费","张恒"]
[2146,"轻化工程专业实验室","2011000927","气瓶柜","900*450*1800","钢木结构",2600,"昆明科奥特实验室设备有限公司",null,"中国","2011-11-01","教学","呈贡校区建设费","张恒"]
[2147,"轻化工程专业实验室","2011000928","气瓶柜","900*450*1800","钢木结构",2600,"昆明科奥特实验室设备有限公司",null,"中国","2011-11-01","教学","呈贡校区建设费","张恒"]
[2148,"轻化工程专业实验室","2011000929","气瓶柜","900*450*1800","钢木结构",2600,"昆明科奥特实验室设备有限公司",null,"中国","2011-11-01","教学","呈贡校区建设费","张恒"]
[2149,"轻化工程专业实验室","2011000930","气瓶柜","900*450*1800","钢木结构",2600,"昆明科奥特实验室设备有限公司",null,"中国","2011-11-01","教学","呈贡校区建设费","张恒"]
[2150,"轻化工程专业实验室","2011000931","气瓶柜","900*450*1800","钢木结构",2600,"昆明科奥特实验室设备有限公司",null,"中国","2011-11-01","教学","呈贡校区建设费","张恒"]
[2151,"轻化工程专业实验室","2011000932","气瓶柜","900*450*1800","钢木结构",2600,"昆明科奥特实验室设备有限公司",null,"中国","2011-11-01","教学","呈贡校区建设费","张恒"]
[2152,"轻化工程专业实验室","19851672","磨浆机","*","*",28000,"吉林造纸厂",null,"中国","1985-07-01","教学","教学设备费","张恒"]
[2153,"轻化工程专业实验室","2013002404","灭菌锅","LDZX-50KB","容积50L，功率3.5KW",9400,"上海申安医疗器械",null,"中国","2013-01-01","教学","科研基础平台经费","张恒"]
[2154,"轻化工程专业实验室","20041121","毛细管柱","SPB-5","*",3980,"美国Supelco公司",null,"美国","2004-05-01","科研","科研费","张恒"]
[2155,"轻化工程专业实验室","2013003133","冷却水循环泵","DLSB-5/25","流量35L/min,调温范围-26~98℃，恒温精度0.1℃",5000,"巩义市予华仪器有限公司",null,"中国","2013-04-01","科研","科研费","张恒"]
[2156,"轻化工程专业实验室","20080589","冷冻切片机","Leica CM1850","切片范围1-60um",156000,"徕卡仪器有限公司",null,"德国","2008-03-01","教学","教学设备费","张恒"]
[2157,"轻化工程专业实验室","20063008","冷冻干燥器","LGJ-10","最低温度-40℃",22800,"郑州长城科学仪器公司",null,"中国","2006-01-01","科研","科研费","张恒"]
[2158,"轻化工程专业实验室","20072923","冷藏冷冻柜","海尔FCD-217GSA","卧式双层门217升",1870,"海尔集团公司",null,"中国","2007-10-01","科研","科研费","张恒"]
[2159,"轻化工程专业实验室","19950259","老化试验箱","401A","*",6940,"上海实验仪器总厂",null,"中国","1995-10-01","教学","教学设备费","张恒"]
[2160,"轻化工程专业实验室","11024799","可调取样刀","DRK114B","切取试样范围380*220",4480,"济南德瑞克仪器公司",null,"中国","2011-09-01","教学","呈贡校区建设费","张恒"]
[2161,"轻化工程专业实验室","20102239","可勃吸水性测定仪","ZB-Cobb125","依吸水性测定国标",2600,"杭州纸邦仪器公司",null,"中国","2010-06-01","科研","科研费","张恒"]
[2162,"轻化工程专业实验室","20154d0522","颗粒胶体电荷自动检测仪","PCD-05","信号输出：流动电势±2500mV，测量范围：0.01ml~20.00ml，相对标准偏差：< 0.1%",218217.36,"思百吉中国有限公司","BTG","德国","2013-07-08","教学","德元贷款","高欣"]
[2163,"轻化工程专业实验室","20081202","精密稳压电源","JJW-5KVA","180-265V电压范围",1930,"上海百纳德电子公司",null,"中国","2008-04-01","科研","科研费","张恒"]
[2164,"轻化工程专业实验室","11027103","精密PH计","PHS-3C","范围：0-14",1100,"上海虹益仪器公司",null,"中国","2011-11-01","教学","教学设备费","张恒"]
[2165,"轻化工程专业实验室","20054881","精密PH计","DHS-3C","精度0.01PH",2650,"上海精密科学仪器公司",null,"中国","2005-09-01","科研","科研费","张恒"]
[2166,"轻化工程专业实验室","20116005","搅拌器","RW20","60-2000r/min",3470,"广州IKA机械设备公司",null,"中国","2011-05-01","科研","科研费","张恒"]
[2167,"轻化工程专业实验室","2011001028","角柜","1000*1000*800","钢木结构",1500,"昆明科奥特实验室设备有限公司",null,"中国","2011-11-01","教学","呈贡校区建设费","张恒"]
[2168,"轻化工程专业实验室","2011001029","角柜","1000*1000*800","钢木结构",1500,"昆明科奥特实验室设备有限公司",null,"中国","2011-11-01","教学","呈贡校区建设费","张恒"]
[2169,"轻化工程专业实验室","2011001030","角柜","1000*1000*800","钢木结构",1500,"昆明科奥特实验室设备有限公司",null,"中国","2011-11-01","教学","呈贡校区建设费","张恒"]
[2170,"轻化工程专业实验室","20164d0236","加热磁力搅拌器","C-MAG HS10","搅拌粘性物料，最大搅拌量为15L（水），最高温度550℃",6244.94,"广州仪科实验室技术有限公司","IKA","中国","2013-07-08","教学","德元贷款"]
[2171,"轻化工程专业实验室","20164d0237","加热磁力搅拌器","C-MAG HS10","搅拌粘性物料，最大搅拌量为15L（水），最高温度550℃",6244.94,"广州仪科实验室技术有限公司","IKA","中国","2013-07-08","教学","德元贷款"]
[2172,"轻化工程专业实验室","20164d0238","加热磁力搅拌器","C-MAG HS10","搅拌粘性物料，最大搅拌量为15L（水），最高温度550℃",6244.94,"广州仪科实验室技术有限公司","IKA","中国","2013-07-08","教学","德元贷款"]
[2173,"轻化工程专业实验室","20060715","激光打印机","HP1020","*",1000,"惠普科技公司",null,"中国","2006-02-01","教学","重点学科建设经费","张恒"]
[2174,"轻化工程专业实验室","20071629","机械搅拌机","RW 20n","70W 0-2000rpm",2800,"IKA公司",null,"中国","2007-07-01","科研","科研费","张恒"]
[2175,"轻化工程专业实验室","2013002407","烘箱","101-2B","工作电压220V/50Hz，额定功率2.5kw",3500,"北京永光明医疗仪器",null,"中国","2013-01-01","教学","科研基础平台经费","张恒"]
[2176,"轻化工程专业实验室","2013002408","烘箱","101-2B","工作电压220V/50Hz，额定功率2.5kw",3500,"北京永光明医疗仪器",null,"中国","2013-01-01","教学","科研基础平台经费","张恒"]
[2177,"轻化工程专业实验室","20053199","恒温水浴振荡器","SHA-C","300次/分 水温95℃",3450,"金坛市新航仪器厂",null,"中国","2005-07-01","科研","科研费","张恒"]
[2178,"轻化工程专业实验室","20063147","恒温恒湿培养箱","LRH-250-HS","5-60℃ 35-95％RH",10300,"广东医疗器械厂",null,"中国","2006-04-01","科研","科研费","张恒"]
[2179,"轻化工程专业实验室","20041120","恒流泵","HL-2B","*",1650,"上海精密科技公司",null,"中国","2004-05-01","科研","科研费","张恒"]
[2180,"轻化工程专业实验室","2011006368","海尔冷柜","BC/BD-379H","额定电压/频率：220V/50HZ",2266,"海尔集团有限公司",null,"中国","2011-12-01","教学","呈贡校区建设费","张恒"]
[2181,"轻化工程专业实验室","2011000942","高温台","5500*800*800","钢木结构",7590,"昆明科奥特实验室设备有限公司",null,"中国","2011-11-01","教学","呈贡校区建设费","张恒"]
[2182,"轻化工程专业实验室","20154d0523","高温高压反应釜","PARR 4547","容积1200mL， 最高压力温度极限：350℃",313166.9,"Parr公司/北京东方圣隆达科技有限公司（代理）","PARR","美国","2013-07-08","教学","德元贷款","彭林才"]
[2183,"轻化工程专业实验室","20154d0524","高速冷冻离心机","GL-21M","最高转速：21000r/min，最大相对离心力：47400×g，最大容量：6×600ml，转速精度：±50r/min",103412.14,"湖南赛特湘仪离心机仪器有限公司","卢湘仪","中国","2013-07-08","教学","德元贷款","刘玉新"]
[2184,"轻化工程专业实验室","2013002394","高精度稳定静电高压发生器","EST705","输入电压AC220V/50Hz，输出0～-80KV",70000,"深圳市恩慈电子有限公司",null,"中国","2013-01-01","教学","科研基础平台经费","张恒"]
[2185,"轻化工程专业实验室","20081203","高纯氢气瓶","010426","13.5Mpa",1360,"昆明梅塞尔气体公司",null,"中国","2008-04-01","科研","科研费","张恒"]
[2186,"轻化工程专业实验室","20081204","高纯氮气瓶","223198","13.5Mpa",1270,"昆明梅塞尔气体公司",null,"中国","2008-04-01","科研","科研费","张恒"]
[2187,"轻化工程专业实验室","2013002413","多岐管压盖型冷冻干燥机","LGJ-18S","冷阱盘管温度：<-60℃ ；真空度：<10Pa",52000,"北京松源华兴科技发展有限公司",null,"中国","2013-01-01","教学","科研基础平台经费","张恒"]
[2188,"轻化工程专业实验室","20074553","多功能一体机","MFC7420","分辨率2400*60dpi",2300,"兄弟商业公司",null,"中国","2007-11-01","科研","科研费","周学飞"]
[2189,"轻化工程专业实验室","2013411940","多层微孔滤膜过滤器","CRA10C-150","十层不锈钢滤板，耐压2MP，每小时处理水样2吨",8950,"上海兴亚净化材料厂","鑫晶","中国","2013-09-20","科研","科研费","张恒"]
[2190,"轻化工程专业实验室","20154d0520","动态滤水保留率游离度仪","DFR-05","搅拌室体积：1000ml，样品体积：1000ml，样品浓度：0.2% - 2.0%",331690.39,"思百吉中国有限公司","BTG","德国","2013-07-08","教学","德元贷款","高欣"]
[2191,"轻化工程专业实验室","2011000955","顶吸式通风罩","1500*900*1500","塑钢结构",2860,"昆明科奥特实验室设备有限公司",null,"中国","2011-11-01","教学","呈贡校区建设费","张恒"]
[2192,"轻化工程专业实验室","2011000956","顶吸式通风罩","1500*900*1500","塑钢结构",2860,"昆明科奥特实验室设备有限公司",null,"中国","2011-11-01","教学","呈贡校区建设费","张恒"]
[2193,"轻化工程专业实验室","20080039","电子天平","AL204/01","210g 精度0.0001g",7000,"梅特勒-托利多公司",null,"中国","2008-01-01","科研","科研费","张恒"]
[2194,"轻化工程专业实验室","20081061","电子天平","AL204","可读性0.1mg",6700,"梅特勒托利多仪器公司",null,"中国","2008-04-01","教学","教学设备费","张恒"]
[2195,"轻化工程专业实验室","20081062","电子天平","AL204","可读性0.1mg",6700,"梅特勒托利多仪器公司",null,"中国","2008-04-01","教学","教学设备费","张恒"]
[2196,"轻化工程专业实验室","2013002399","电子天平","PL403","量程：0-410g，精度：0.001g",8000,"梅特勒公司",null,"中国","2013-01-01","教学","科研基础平台经费","张恒"]
[2197,"轻化工程专业实验室","2013002409","电子天平","AL204","最大称量值：210g，0.0001g",8500,"梅特勒公司",null,"中国","2013-01-01","教学","科研基础平台经费","张恒"]
[2198,"轻化工程专业实验室","2013002410","电子天平","AL204","最大称量值：210g，0.0001g",8500,"梅特勒公司",null,"中国","2013-01-01","教学","科研基础平台经费","张恒"]
[2199,"轻化工程专业实验室","2013002411","电子天平","AL204","最大称量值：210g，0.0001g",8500,"梅特勒公司",null,"中国","2013-01-01","教学","科研基础平台经费","张恒"]
[2200,"轻化工程专业实验室","2013002412","电子天平","AL204","最大称量值：210g，0.0001g",8500,"梅特勒公司",null,"中国","2013-01-01","教学","科研基础平台经费","张恒"]
[2201,"轻化工程专业实验室","2014003983","电子天平","MS16001LE","分度值100mg，最大称量12000g",28000,"梅特勒-托利多","梅特勒-托利多","中国","2014-02-25","科研","科研费","张恒"]
[2202,"轻化工程专业实验室","20154d0525","电子天平","MS105DU","可读性：0.01/0.1mg，最大称量值：31/120g",17910.48,"梅特勒-托利多仪器（上海）有限公司","梅特勒-托利多","瑞士","2013-07-08","教学","德元贷款","高欣"]
[2203,"轻化工程专业实验室","2012002324","电子拉力试验机","DRK101A","规格（N）：100,500，负荷测量精度：一级，速度范围：1",20700,"济南德瑞克仪器有限公司",null,"中国","2012-03-01","教学","呈贡校区建设费","张恒"]
[2204,"轻化工程专业实验室","20041118","电子分析天平","FA2004","1/10000精度200G",7750,"上海精密科学仪器公司",null,"中国","2004-05-01","科研","科研费","张恒"]
[2205,"轻化工程专业实验室","2013002392","电子单纤维强力仪","YG004D","量程、分辨率：200cN±0.5%，0.01cN",30000,"常州华纺纺织仪器有限公司",null,"中国","2013-01-01","教学","科研基础平台经费","张恒"]
[2206,"轻化工程专业实验室","20071628","电子秤","LP 100","最大称量100g 0.01g",1800,"东生兴业有限公司",null,"中国","2007-07-01","科研","科研费","张恒"]
[2207,"轻化工程专业实验室","11024617","电子磅秤","DS81","5kg",1279.2,"博雅公司",null,"德国","2011-09-01","科研","科研费","何洁"]
[2208,"轻化工程专业实验室","20154d0521","电位分析仪","SZP-10","测量浆样浓度范围：0.1% - 3.0% （使用标准铂金电极），样品量:（400 – 500）ml",270589.53,"思百吉中国有限公司","BTG","德国","2013-07-08","教学","德元贷款","高欣"]
[2209,"轻化工程专业实验室","11024797","电热蒸煮锅","ZQSI-15","蒸锅容量15升",22000,"陕西科大机械厂",null,"中国","2011-09-01","教学","呈贡校区建设费","张恒"]
[2210,"轻化工程专业实验室","2013412958","电热鼓风恒温干燥箱","DHG-9140A","控温范围RT+10-200℃波动±1℃分辨率0.1℃",2500,"上海一恒科技有限公司","一恒科技","中国","2011-02-14","教学","呈贡校区建设费","张恒"]
[2211,"轻化工程专业实验室","2013412959","电热鼓风恒温干燥箱","DHG-9140A","控温范围RT+10-200℃波动±1℃分辨率0.1℃",2500,"上海一恒科技有限公司","一恒科技","中国","2011-02-14","教学","呈贡校区建设费","张恒"]
[2212,"轻化工程专业实验室","20080528","电热鼓风干燥箱","101-2ES","*",2500,"北京永光明医疗仪器厂",null,"中国","2008-03-01","科研","科研费","周学飞"]
[2213,"轻化工程专业实验室","20081059","电热鼓风干燥箱","9123A","尺寸550*350*550mm",3800,"上海森信仪器有限公司",null,"中国","2008-04-01","教学","教学设备费","张恒"]
[2214,"轻化工程专业实验室","20081060","电热鼓风干燥箱","9123A","尺寸550*350*550mm",3800,"上海森信仪器有限公司",null,"中国","2008-04-01","教学","教学设备费","张恒"]
[2215,"轻化工程专业实验室","20053202","电脑纸张耐破仪","DCP-NPY1200","50-1200KPa",13000,"四川长江造纸仪器公司",null,"中国","2005-07-01","科研","科研费","张恒"]
[2216,"轻化工程专业实验室","19970875","电脑拉力机","DC-KZ300","0-300N",25300,"长江造纸仪器厂",null,"中国","1997-06-01","教学","教学设备费","张恒"]
[2217,"轻化工程专业实验室","20053212","电冰箱","BCD-188(KG19V65TI)","0.68千瓦时/24小时",2499,"博西华家电公司",null,"中国","2005-09-01","科研","科研费","周学飞"]
[2218,"轻化工程专业实验室","2016010727","电冰箱","BCD-248WDPM","248升，风冷，双门",1798.5,"海尔集团公司","海尔","中国","2016-11-12","教学","部门经费","张恒"]
[2219,"轻化工程专业实验室","20081205","低噪音空压机","SGK-2LB","0.4Mpa设定压力",3350,"北京东方精华苑公司",null,"中国","2008-04-01","科研","科研费","张恒"]
[2220,"轻化工程专业实验室","2011001017","单水池柜","900*750*800","钢木结构",1520,"昆明科奥特实验室设备有限公司",null,"中国","2011-11-01","教学","呈贡校区建设费","张恒"]
[2221,"轻化工程专业实验室","2011001018","单水池柜","900*750*800","钢木结构",1520,"昆明科奥特实验室设备有限公司",null,"中国","2011-11-01","教学","呈贡校区建设费","张恒"]
[2222,"轻化工程专业实验室","2011001019","单水池柜","900*750*800","钢木结构",1520,"昆明科奥特实验室设备有限公司",null,"中国","2011-11-01","教学","呈贡校区建设费","张恒"]
[2223,"轻化工程专业实验室","2011001020","单水池柜","900*750*800","钢木结构",1520,"昆明科奥特实验室设备有限公司",null,"中国","2011-11-01","教学","呈贡校区建设费","张恒"]
[2224,"轻化工程专业实验室","2011001021","单水池柜","900*750*800","钢木结构",1520,"昆明科奥特实验室设备有限公司",null,"中国","2011-11-01","教学","呈贡校区建设费","张恒"]
[2225,"轻化工程专业实验室","2011001022","单水池柜","900*750*800","钢木结构",1520,"昆明科奥特实验室设备有限公司",null,"中国","2011-11-01","教学","呈贡校区建设费","张恒"]
[2226,"轻化工程专业实验室","2011001023","单水池柜","900*750*800","钢木结构",1520,"昆明科奥特实验室设备有限公司",null,"中国","2011-11-01","教学","呈贡校区建设费","张恒"]
[2227,"轻化工程专业实验室","2011001024","单水池柜","900*750*800","钢木结构",1520,"昆明科奥特实验室设备有限公司",null,"中国","2011-11-01","教学","呈贡校区建设费","张恒"]
[2228,"轻化工程专业实验室","2011001025","单水池柜","900*750*800","钢木结构",1520,"昆明科奥特实验室设备有限公司",null,"中国","2011-11-01","教学","呈贡校区建设费","张恒"]
[2229,"轻化工程专业实验室","2011001026","单水池柜","1200*750*800","钢木结构",1730,"昆明科奥特实验室设备有限公司",null,"中国","2011-11-01","教学","呈贡校区建设费","张恒"]
[2230,"轻化工程专业实验室","2011001027","单水池柜","1200*750*800","钢木结构",1730,"昆明科奥特实验室设备有限公司",null,"中国","2011-11-01","教学","呈贡校区建设费","张恒"]
[2231,"轻化工程专业实验室","20053201","大盘面磁力搅拌器","Big Squid 1.5IKA","0-1500rpm/min",1260,"IKA公司",null,"中国","2005-07-01","科研","科研费","张恒"]
[2232,"轻化工程专业实验室","2015014296","打印一体机","HP M226dw","黑白激光/A4/25ppm/600×600dpi",2690,"上海惠普有限公司","惠普","中国","2015-11-18","教学","其它经费","张恒"]
[2233,"轻化工程专业实验室","2016001794","打印机","HPM126A","黑白 A4 自动双页 三合一",1217,"上海惠普有限公司","惠普","中国","2016-02-01","教学","重点学科建设经费","陈克利"]
[2234,"轻化工程专业实验室","2013002387","磁力搅拌器","RCT基本型","搅拌量20L，转速50-1200rpm",5000,"IKA广州公司",null,"中国","2013-01-01","教学","科研基础平台经费","张恒"]
[2235,"轻化工程专业实验室","2013002388","磁力搅拌器","RCT基本型","搅拌量20L，转速50-1200rpm",5000,"IKA广州公司",null,"中国","2013-01-01","教学","科研基础平台经费","张恒"]
[2236,"轻化工程专业实验室","2013002389","磁力搅拌器","RCT基本型","搅拌量20L，转速50-1200rpm",5000,"IKA广州公司",null,"中国","2013-01-01","教学","科研基础平台经费","张恒"]
[2237,"轻化工程专业实验室","2013002390","磁力搅拌器","RCT基本型","搅拌量20L，转速50-1200rpm",5000,"IKA广州公司",null,"中国","2013-01-01","教学","科研基础平台经费","张恒"]
[2238,"轻化工程专业实验室","2012006764","纯水系统","UPDRO-1000+UPHW-I-90T","产水量1吨/小时 水质1-3μs/cm",247900,"成都超纯科技有限公司",null,"中国","2012-11-01","教学","呈贡校区建设费","张恒"]
[2239,"轻化工程专业实验室","20120953","成套小型蒸煮装置","自制设备","200℃±1℃",45870,"昆明理工大学化工学院",null,"中国","2012-06-01","教学","教学设备费","张恒"]
[2240,"轻化工程专业实验室","2013002416","超声微波反应系统","XO-SM300","处理量：300-3000ML，超声频率：25KHz",172000,"南京先欧仪器制造有限公司",null,"中国","2013-01-01","教学","科研基础平台经费","张恒"]
[2241,"轻化工程专业实验室","20082135","超声波细胞粉碎机","JY92-Ⅱ","900W 20KHZ",11000,"宁波海曙科生超声公司",null,"中国","2008-07-01","科研","科研费","张恒"]
[2242,"轻化工程专业实验室","2012005247","超级恒温器","CS501SP","温度范围：RT15~95℃，温度波动：0.05℃",1800,"重庆四达实验设备有限公司",null,"中国","2012-09-01","教学","教学设备费","张恒"]
[2243,"轻化工程专业实验室","20063166","彩色多功能一体机","HP photosmart 3108","*",2850,"惠普公司",null,"中国","2006-05-01","科研","科研费","张恒"]
[2244,"轻化工程专业实验室","2014000957","不锈钢过滤装置","无","不锈钢滤盘直径300mm",3500,"委托加工","无","中国","2013-11-10","科研","科研费","张恒"]
[2245,"轻化工程专业实验室","2014000958","不锈钢过滤装置","无","不锈钢滤盘直径150mm",1600,"委托加工","无","中国","2013-11-10","科研","科研费","张恒"]
[2246,"轻化工程专业实验室","20091002","不间断UPS电源","GPC-1106","6KVA 延时30分钟",16000,"上海百纳德电子公司",null,"中国","2009-04-01","教学","教学设备费","张恒"]
[2247,"轻化工程专业实验室","11024808","冰箱","海尔 215DK","215升",2920,"海尔集团公司",null,"中国","2011-09-01","教学","呈贡校区建设费","张恒"]
[2248,"轻化工程专业实验室","2013002405","冰箱","BCD-215DK","冷冻能力：16KG/24H",2700,"青岛海尔股份有限公司",null,"中国","2013-01-01","教学","科研基础平台经费","张恒"]
[2249,"轻化工程专业实验室","2013002406","冰箱","BCD-215DK","冷冻能力：16KG/24H",2700,"青岛海尔股份有限公司",null,"中国","2013-01-01","教学","科研基础平台经费","张恒"]
[2250,"轻化工程专业实验室","20154d0517","标准纸页成形器","No.2542","抄片尺寸: 直径158 mm, 200cm2，排水时间: 4.0±0.2 秒, 20℃±1℃",105277.38,"日本KRK公司/上海林纸科学仪器有限公司（代理）","KRK","日本","2013-07-08","教学","德元贷款","何洁"]
[2251,"轻化工程专业实验室","20080324","变频行星式球磨机","XQM-04L","Q/320111KXSY01-2004",9700,"南京科析实验仪器所",null,"中国","2008-03-01","科研","科研费","周学飞"]
[2252,"轻化工程专业实验室","2011000906","边实验台2套水","4000*750*800","钢木结构",7300,"昆明科奥特实验室设备有限公司",null,"中国","2011-11-01","教学","呈贡校区建设费","张恒"]
[2253,"轻化工程专业实验室","2011000907","边实验台2套水","4000*750*800","钢木结构",7300,"昆明科奥特实验室设备有限公司",null,"中国","2011-11-01","教学","呈贡校区建设费","张恒"]
[2254,"轻化工程专业实验室","2011000911","边实验台2套水","3000*750*800","钢木结构",5700,"昆明科奥特实验室设备有限公司",null,"中国","2011-11-01","教学","呈贡校区建设费","张恒"]
[2255,"轻化工程专业实验室","2011000912","边实验台2套水","3000*750*800","钢木结构",5700,"昆明科奥特实验室设备有限公司",null,"中国","2011-11-01","教学","呈贡校区建设费","张恒"]
[2256,"轻化工程专业实验室","2011000914","边实验台2套水","3550*750*800","钢木结构",6580,"昆明科奥特实验室设备有限公司",null,"中国","2011-11-01","教学","呈贡校区建设费","张恒"]
[2257,"轻化工程专业实验室","2011006261","边实验台1套水","5500*750*800","钢木结构",9260,"昆明科奥特实验室设备有限公司",null,"中国","2011-12-01","教学","呈贡校区建设费","张恒"]
[2258,"轻化工程专业实验室","2011000900","边实验台","1500*750*800","钢木结构",1590,"昆明科奥特实验室设备有限公司",null,"中国","2011-11-01","教学","呈贡校区建设费","张恒"]
[2259,"轻化工程专业实验室","2011000901","边实验台","2150*750*800","钢木结构",3036,"昆明科奥特实验事设备有限公司",null,"中国","2011-11-01","教学","呈贡校区建设费","张恒"]
[2260,"轻化工程专业实验室","2011000908","边实验台","2400*750*800","钢木结构",3840,"昆明科奥特实验室设备有限公司",null,"中国","2011-11-01","教学","呈贡校区建设费","张恒"]
[2261,"轻化工程专业实验室","2011000909","边实验台","2400*750*800","钢木结构",3840,"昆明科奥特实验室设备有限公司",null,"中国","2011-11-01","教学","呈贡校区建设费","张恒"]
[2262,"轻化工程专业实验室","2011000910","边实验台","2400*750*800","钢木结构",3840,"昆明科奥特实验室设备有限公司",null,"中国","2011-11-01","教学","呈贡校区建设费","张恒"]
[2263,"轻化工程专业实验室","2011000913","边实验台","3000*750*800","钢木结构",3180,"昆明科奥特实验室设备有限公司",null,"中国","2011-11-01","教学","呈贡校区建设费","张恒"]
[2264,"轻化工程专业实验室","2011000915","边实验台","3600*750*800","钢木结构",5760,"昆明科奥特实验室设备有限公司",null,"中国","2011-11-01","教学","呈贡校区建设费","张恒"]
[2265,"轻化工程专业实验室","2011000916","边实验台","6000*750*800","钢木结构",9600,"昆明科奥特实验室设备有限公司",null,"中国","2011-11-01","教学","呈贡校区建设费","张恒"]
[2266,"轻化工程专业实验室","2011000943","边实验台","1800*750*800","钢木结构",1908,"昆明科奥特实验室设备有限公司",null,"中国","2011-11-01","教学","呈贡校区建设费","张恒"]
[2267,"轻化工程专业实验室","2011000944","边实验台","1200*750*800","钢木结构",1272,"昆明科奥特实验室设备有限公司",null,"中国","2011-11-01","教学","呈贡校区建设费","张恒"]
[2268,"轻化工程专业实验室","2011000945","边实验台","1200*750*800","钢木结构",1272,"昆明科奥特实验室设备有限公司",null,"中国","2011-11-01","教学","呈贡校区建设费","张恒"]
[2269,"轻化工程专业实验室","2011000946","边实验台","1200*750*800","钢木结构",1272,"昆明科奥特实验室设备有限公司",null,"中国","2011-11-01","教学","呈贡校区建设费","张恒"]
[2270,"轻化工程专业实验室","2011000947","边实验台","1300*750*800","钢木结构",1378,"昆明科奥特实验室设备有限公司",null,"中国","2011-11-01","教学","呈贡校区建设费","张恒"]
[2271,"轻化工程专业实验室","2011000948","边实验台","1400*750*800","钢木结构",1484,"昆明科奥特实验室设备有限公司",null,"中国","2011-11-01","教学","呈贡校区建设费","张恒"]
[2272,"轻化工程专业实验室","2011000949","边实验台","2000*750*800","钢木结构",2120,"昆明科奥特实验室设备有限公司",null,"中国","2011-11-01","教学","呈贡校区建设费","张恒"]
[2273,"轻化工程专业实验室","2011006255","边实验台","1500*750*800","钢木结构",2400,"昆明科奥特实验室设备有限公司",null,"中国","2011-12-01","教学","呈贡校区建设费","张恒"]
[2274,"轻化工程专业实验室","2011006256","边实验台","1500*750*800","钢木结构",2400,"昆明科奥特实验室设备有限公司",null,"中国","2011-12-01","教学","呈贡校区建设费","张恒"]
[2275,"轻化工程专业实验室","2011006257","边实验台","1500*750*800","钢木结构",2400,"昆明科奥特实验室设备有限公司",null,"中国","2011-12-01","教学","呈贡校区建设费","张恒"]
[2276,"轻化工程专业实验室","2011006258","边实验台","1500*750*800","钢木结构",2400,"昆明科奥特实验室设备有限公司",null,"中国","2011-12-01","教学","呈贡校区建设费","张恒"]
[2277,"轻化工程专业实验室","2011006259","边实验台","1500*750*800","钢木结构",2400,"昆明科奥特实验室设备有限公司",null,"中国","2011-12-01","教学","呈贡校区建设费","张恒"]
[2278,"轻化工程专业实验室","2011006260","边实验台","1500*750*800","钢木结构",2400,"昆明科奥特实验室设备有限公司",null,"中国","2011-12-01","教学","呈贡校区建设费","张恒"]
[2279,"轻化工程专业实验室","20074552","笔记本电脑","惠普HSTNN-W34C","Core T7250/160G/1G",7000,"惠普公司",null,"中国","2007-11-01","科研","科研费","周学飞"]
[2280,"轻化工程专业实验室","20082133","笔记本电脑","联想T5550","双核/160G/2G",7500,"联想集团公司",null,"中国","2008-07-01","科研","科研费","张恒"]
[2281,"轻化工程专业实验室","20091143","笔记本电脑","IBM R400-A33","P8600/4G/250G/14.1\"",8700,"联想集团公司",null,"中国","2009-04-01","科研","科研费","刘玉新"]
[2282,"轻化工程专业实验室","20102466","笔记本电脑","T410i-AJC","CPUi3/2G/250G/14\"",8700,"联想集团公司",null,"中国","2010-06-01","科研","科研费","孙兵"]
[2283,"轻化工程专业实验室","2016001793","笔记本电脑","惠普440G2","Intel i7-4510U. 内存容量：4GB",6200,"上海惠普有限公司","惠普","中国","2016-02-01","教学","教学设备费","陈克利"]
[2284,"轻化工程专业实验室","2013002397","比电阻仪","YG321","折合电阻值 106～1013Ω；试样重量：15g",4500,"常州华纺纺织仪器公司",null,"中国","2013-01-01","教学","科研基础平台经费","张恒"]
[2285,"轻化工程专业实验室","19980042","白度仪","YQ-Z-48A","*",9409,"杭州轻通仪器厂",null,"中国","1998-10-01","教学","教学设备费","张恒"]
[2286,"轻化工程专业实验室","2011010418","白度测定仪","PN-48B","分布的峰值波长457nm，半高宽44nm",4990,"杭州品享科技有限公司",null,"中国","2011-12-01","教学","呈贡校区建设费","张恒"]
["合计","2286台套",null,"设备原值",null,null,35517169.09999999,{"$nulls":6},"元"]

{"sheet":"化工原理实验室","index":1,"n_rows":902,"n_cols":14,"rows_kept":902,"merged":[[0,0,0,13]],"flags":["formulas_cached_only"]}
["化工实验中心实验室设备配置总表（2018年4月）"]
["序号","实验室","资产条码","资产名称","型号规格","技术指标","单价","生产厂家","品牌","生产国别","购置日期","使用方向","经费来源","保管人"]
[1,"化工原理实验室","2011001974","资料柜","1000*470*2000","铝木结构",1000,"昆明科奥特实验室设备有限公司",null,"中国","2011-11-01","教学","呈贡校区建设费","贾愚"]
[2,"化工原理实验室","2011001975","资料柜","1000*470*2000","铝木结构",1000,"昆明科奥特实验室设备有限公司",null,"中国","2011-11-01","教学","呈贡校区建设费","杨荣"]
[3,"化工原理实验室","2011001976","资料柜","1000*470*2000","铝木结构",1000,"昆明科奥特实验室设备有限公司",null,"中国","2011-11-01","教学","呈贡校区建设费","杨荣"]
[4,"化工原理实验室","2011001977","资料柜","1000*470*2000","铝木结构",1000,"昆明科奥特实验室设备有限公司",null,"中国","2011-11-01","教学","呈贡校区建设费","杨荣"]
[5,"化工原理实验室","2011002017","中央台带2套水、试剂架","4200*1500*800","钢木结构",9732,"昆明科奥特实验室设备有限公司",null,"中国","2011-11-01","教学","呈贡校区建设费","杨荣"]
[6,"化工原理实验室","2011002018","中央台","3600*1500*800","钢木结构",9072,"昆明科奥特实验室设备有限公司",null,"中国","2011-11-01","教学","呈贡校区建设费","杨荣"]
[7,"化工原理实验室","2011002016","中央实验台（带试剂架、2套水）","4200*1500*800","钢木结构",11244,"昆明科奥特实验室设备有限公司",null,"中国","2011-11-01","教学","呈贡校区建设费","杨荣"]
[8,"化工原理实验室","2012002267","振动筛板萃取塔实验装置","IC-CQ-3","萃取塔振动频率：50-200次/分，传质单元数NOE：0.4",41800,"天津睿智天成科技发展有限公司",null,"中国","2012-02-01","教学","呈贡校区建设费","陶军"]
[9,"化工原理实验室","2012002268","振动筛板萃取塔实验装置","IC-CQ-3","萃取塔振动频率：50-200次/分，传质单元数NOE：0.4",41800,"天津睿智天成科技发展有限公司",null,"中国","2012-02-01","教学","呈贡校区建设费","陶军"]
[10,"化工原理实验室","2012003465","振动筛板萃取塔实验装置","BCQT-BH","萃取塔振动频率：50～200次/分",45800,"天津大学化工基础实验中心",null,"中国","2012-05-01","教学","呈贡校区建设费","陶军"]
[11,"化工原理实验室","2012003466","振动筛板萃取塔实验装置","BCQT-BH","萃取塔振动频率：50～200次/分",45800,"天津大学化工基础实验中心",null,"中国","2012-05-01","教学","呈贡校区建设费","陶军"]
[12,"化工原理实验室","2012006662","圆盘塔二氧化碳吸收液膜测定仪","JCH-601","水流速4-14lL/h",26600,"华东理工大学",null,"中国","2012-10-01","教学","教学设备费","夏举佩"]
[13,"化工原理实验室","2012006663","圆盘塔二氧化碳吸收液膜测定仪","JCH-601","水流速4-14lL/h",26600,"华东理工大学",null,"中国","2012-10-01","教学","教学设备费","夏举佩"]
[14,"化工原理实验室","2012006664","圆盘塔二氧化碳吸收液膜测定仪","JCH-601","水流速4-14lL/h",26600,"华东理工大学",null,"中国","2012-10-01","教学","教学设备费","夏举佩"]
[15,"化工原理实验室","2011002019","仪器台","2800*750*800","钢木结构",4480,"昆明科奥特实验室设备有限公司",null,"中国","2011-11-01","教学","呈贡校区建设费","杨荣"]
[16,"化工原理实验室","2011001956","仪器柜","1000*470*2000","铝木结构",1000,"昆明科奥特实验室设备有限公司",null,"中国","2011-11-01","教学","呈贡校区建设费","杨荣"]
[17,"化工原理实验室","2011001957","仪器柜","1000*470*2000","铝木结构",1000,"昆明科奥特实验室设备有限公司",null,"中国","2011-11-01","教学","呈贡校区建设费","杨荣"]
[18,"化工原理实验室","2011001958","仪器柜","1000*470*2000","铝木结构",1000,"昆明科奥特实验室设备有限公司",null,"中国","2011-11-01","教学","呈贡校区建设费","冯权莉"]
[19,"化工原理实验室","2011001959","仪器柜","1000*470*2000","铝木结构",1000,"昆明科奥特实验室设备有限公司",null,"中国","2011-11-01","教学","呈贡校区建设费","冯权莉"]
[20,"化工原理实验室","2011001961","仪器柜","1000*470*2000","铝木结构",1000,"昆明科奥特实验室设备有限公司",null,"中国","2011-11-01","教学","呈贡校区建设费","杨荣"]
[21,"化工原理实验室","2011001962","仪器柜","1000*470*2000","铝木结构",1000,"昆明科奥特实验室设备有限公司",null,"中国","2011-11-01","教学","呈贡校区建设费","杨荣"]
[22,"化工原理实验室","2011001963","仪器柜","1000*470*2000","铝木结构",1000,"昆明科奥特实验室设备有限公司",null,"中国","2011-11-01","教学","呈贡校区建设费","杨荣"]
[23,"化工原理实验室","2011001964","仪器柜","1000*470*2000","铝木结构",1000,"昆明科奥特实验室设备有限公司",null,"中国","2011-11-01","教学","呈贡校区建设费","杨荣"]
[24,"化工原理实验室","2011001965","仪器柜","1000*470*2000","铝木结构",1000,"昆明科奥特实验室设备有限公司",null,"中国","2011-11-01","教学","呈贡校区建设费","贾愚"]
[25,"化工原理实验室","2011001966","仪器柜","1000*470*2000","铝木结构",1000,"昆明科奥特实验室设备有限公司",null,"中国","2011-11-01","教学","呈贡校区建设费","杨荣"]
[26,"化工原理实验室","2011001967","仪器柜","1000*470*2000","铝木结构",1000,"昆明科奥特实验室设备有限公司",null,"中国","2011-11-01","教学","呈贡校区建设费","杨荣"]
[27,"化工原理实验室","2011001968","仪器柜","1000*470*2000","铝木结构",1000,"昆明科奥特实验室设备有限公司",null,"中国","2011-11-01","教学","呈贡校区建设费","杨荣"]
[28,"化工原理实验室","2011001985","药品柜","1000*470*2000","铝木结构",1000,"昆明科奥特实验室设备有限公司",null,"中国","2011-11-01","教学","呈贡校区建设费","杨荣"]
[29,"化工原理实验室","2011001986","药品柜","1000*470*2000","铝木结构",1000,"昆明科奥特实验室设备有限公司",null,"中国","2011-11-01","教学","呈贡校区建设费","杨荣"]
[30,"化工原理实验室","2011001987","药品柜","1000*470*2000","铝木结构",1000,"昆明科奥特实验室设备有限公司",null,"中国","2011-11-01","教学","呈贡校区建设费","杨荣"]
[31,"化工原理实验室","2011001988","药品柜","1000*470*2000","铝木结构",1000,"昆明科奥特实验室设备有限公司",null,"中国","2011-11-01","教学","呈贡校区建设费","杨荣"]
[32,"化工原理实验室","2011001989","药品柜","1000*470*2000","铝木结构",1000,"昆明科奥特实验室设备有限公司",null,"中国","2011-11-01","教学","呈贡校区建设费","杨荣"]
[33,"化工原理实验室","2011001990","药品柜","1000*470*2000","铝木结构",1000,"昆明科奥特实验室设备有限公司",null,"中国","2011-11-01","教学","呈贡校区建设费","毛文元"]
[34,"化工原理实验室","2011001991","药品柜","1000*470*2000","铝木结构",1000,"昆明科奥特实验室设备有限公司",null,"中国","2011-11-01","教学","呈贡校区建设费","毛文元"]
[35,"化工原理实验室","2011001992","药品柜","1000*470*2000","铝木结构",1000,"昆明科奥特实验室设备有限公司",null,"中国","2011-11-01","教学","呈贡校区建设费","毛文元"]
[36,"化工原理实验室","2011001993","药品柜","1000*470*2000","铝木结构",1000,"昆明科奥特实验室设备有限公司",null,"中国","2011-11-01","教学","呈贡校区建设费","杨荣"]
[37,"化工原理实验室","2011001994","药品柜","1000*470*2000","铝木结构",1000,"昆明科奥特实验室设备有限公司",null,"中国","2011-11-01","教学","呈贡校区建设费","杨荣"]
[38,"化工原理实验室","2011001995","药品柜","1000*470*2000","铝木结构",1000,"昆明科奥特实验室设备有限公司",null,"中国","2011-11-01","教学","呈贡校区建设费","杨荣"]
[39,"化工原理实验室","2011001996","药品柜","1000*470*2000","铝木结构",1000,"昆明科奥特实验室设备有限公司",null,"中国","2011-11-01","教学","呈贡校区建设费","杨荣"]
[40,"化工原理实验室","2011001997","药品柜","1000*470*2000","铝木结构",1000,"昆明科奥特实验室设备有限公司",null,"中国","2011-11-01","教学","呈贡校区建设费","杨荣"]
[41,"化工原理实验室","2011001998","药品柜","1000*470*2000","铝木结构",1000,"昆明科奥特实验室设备有限公司",null,"中国","2011-11-01","教学","呈贡校区建设费","杨荣"]
[42,"化工原理实验室","2011001999","药品柜","1000*470*2000","铝木结构",1000,"昆明科奥特实验室设备有限公司",null,"中国","2011-11-01","教学","呈贡校区建设费","杨荣"]
[43,"化工原理实验室","2011002000","药品柜","1000*470*2000","铝木结构",1000,"昆明科奥特实验室设备有限公司",null,"中国","2011-11-01","教学","呈贡校区建设费","杨荣"]
[44,"化工原理实验室","2011002001","药品柜","1000*470*2000","铝木结构",1000,"昆明科奥特实验室设备有限公司",null,"中国","2011-11-01","教学","呈贡校区建设费","杨荣"]
[45,"化工原理实验室","2011002002","药品柜","1000*470*2000","铝木结构",1000,"昆明科奥特实验室设备有限公司",null,"中国","2011-11-01","教学","呈贡校区建设费","杨荣"]
[46,"化工原理实验室","2011002003","药品柜","1000*470*2000","铝木结构",1000,"昆明科奥特实验室设备有限公司",null,"中国","2011-11-01","教学","呈贡校区建设费","杨荣"]
[47,"化工原理实验室","2011002004","药品柜","1000*470*2000","铝木结构",1000,"昆明科奥特实验室设备有限公司",null,"中国","2011-11-01","教学","呈贡校区建设费","杨荣"]
[48,"化工原理实验室","2011002005","药品柜","1000*470*2000","铝木结构",1000,"昆明科奥特实验室设备有限公司",null,"中国","2011-11-01","教学","呈贡校区建设费","杨荣"]
[49,"化工原理实验室","2011002006","药品柜","1000*470*2000","铝木结构",1000,"昆明科奥特实验室设备有限公司",null,"中国","2011-11-01","教学","呈贡校区建设费","夏举佩"]
[50,"化工原理实验室","2011002007","药品柜","1000*470*2000","铝木结构",1000,"昆明科奥特实验室设备有限公司",null,"中国","2011-11-01","教学","呈贡校区建设费","杨荣"]
[51,"化工原理实验室","2011002008","药品柜","1000*470*2000","铝木结构",1000,"昆明科奥特实验室设备有限公司",null,"中国","2011-11-01","教学","呈贡校区建设费","杨荣"]
[52,"化工原理实验室","2011002009","药品柜","1000*470*2000","铝木结构",1000,"昆明科奥特实验室设备有限公司",null,"中国","2011-11-01","教学","呈贡校区建设费","夏举佩"]
[53,"化工原理实验室","2011002010","药品柜","1000*470*2000","铝木结构",1000,"昆明科奥特实验室设备有限公司",null,"中国","2011-11-01","教学","呈贡校区建设费","夏举佩"]
[54,"化工原理实验室","2011002012","药品柜","1000*470*2000","铝木结构",1000,"昆明科奥特实验室设备有限公司",null,"中国","2011-11-01","教学","呈贡校区建设费","杨荣"]
[55,"化工原理实验室","20164d0258","氧气吸收与解吸实验装置","BTXS-BO","吸收塔玻璃管内径 D＝0.020m，解吸塔玻璃管内径 D＝0.1m",58609.84,"天津大学化工基础实验中心","天大","中国","2013-07-08","教学","德元贷款"]
[56,"化工原理实验室","20164d0259","氧气吸收与解吸实验装置","BTXS-BO","吸收塔玻璃管内径 D＝0.020m，解吸塔玻璃管内径 D＝0.1m",58609.84,"天津大学化工基础实验中心","天大","中国","2013-07-08","教学","德元贷款"]
[57,"化工原理实验室","2013000134","压强及其测量演示实验装置","YQ100Y","压力：500-700mmH2O柱，温度：常温",7800,"浙江中控科教仪器设备有限公司",null,"中国","2013-01-01","教学","呈贡校区建设费","陶军"]
[58,"化工原理实验室","2013000135","压强及其测量演示实验装置","YQ100Y","压力：500-700mmH2O柱，温度：常温",7800,"浙江中控科教仪器设备有限公司",null,"中国","2013-01-01","教学","呈贡校区建设费","陶军"]
[59,"化工原理实验室","2014000763","压力传感器","060-B494-01","最高压力3000PSI，温度范围60-160F",14541,"北京永瑞达科贸有限公司","Honeywell","中国","2014-02-20","科研","科研费","张登峰"]
[60,"化工原理实验室","2014000764","压力传感器","060-B494-01","最高压力3000PSI，温度范围60-160F",14541,"北京永瑞达科贸有限公司","Honeywell","中国","2014-02-20","科研","科研费","张登峰"]
[61,"化工原理实验室","2013413815","小型制冷加热型油浴","Proline RP845C","控温范围：-45℃...+200℃,控温精确度：0.01℃",68900,"德国Lauda公司","Lauda","德国","2012-01-06","教学","中央财政专项资金","陶军"]
[62,"化工原理实验室","2016010787","微型计算机","戴尔OptiPlex 3030 AIO","I3 4160/4G/500G/DVDRW/19.5",4350,"戴尔（中国）有限公司","戴尔","中国","2016-10-26","教学","业务费","陶军"]
[63,"化工原理实验室","2011001952","通风系统","TF-1","风速0.5米/秒，噪声小于60分贝",31225,"昆明科奥特实验室设备有限公司",null,"中国","2011-11-01","教学","呈贡校区建设费","杨荣"]
[64,"化工原理实验室","2011002014","通风柜","1500*850*2350","塑钢结构",8800,"昆明科奥特实验室设备有限公司",null,"中国","2011-11-01","教学","呈贡校区建设费","杨荣"]
[65,"化工原理实验室","2011002015","通风柜","1500*850*2350","塑钢结构",8800,"昆明科奥特实验室设备有限公司",null,"中国","2011-11-01","教学","呈贡校区建设费","杨荣"]
[66,"化工原理实验室","20130596","台式鼓风干燥箱","DHG-9030A","额定功率870W",1680,"上海齐欣科学仪器公司",null,"中国","2013-04-01","科研","科研费","张登峰"]
[67,"化工原理实验室","2012002265","水-蒸汽给热系数测定实验装置","SQ200D","雷诺数Re：0~3X104，冷流体（水）流0-500L/h,",37900,"浙江中控科教设备有限公司",null,"中国","2012-02-01","教学","呈贡校区建设费","陶军"]
[68,"化工原理实验室","2012002266","水-蒸汽给热系数测定实验装置","SQ200D","雷诺数Re：0~3X104，冷流体（水）流0-500L/h,",37900,"浙江中控科教设备有限公司",null,"中国","2012-02-01","教学","呈贡校区建设费","陶军"]
[69,"化工原理实验室","2013411834","数字式粘度计","NDJ-5S","数字式；转子转速（r/min) : 6/12/30/60",4000,"上海方瑞仪器有限公司","无","中国","2012-01-06","教学","中央财政专项资金","陶军"]
[70,"化工原理实验室","2013411835","数字式粘度计","NDJ-5S","数字式；转子转速（r/min) : 6/12/30/60",4000,"上海方瑞仪器有限公司","无","中国","2012-01-06","教学","中央财政专项资金","陶军"]
[71,"化工原理实验室","2011001885","实验推车","标准","全不锈钢",1000,"昆明科奥特实验室设备有限公司",null,"中国","2011-11-01","教学","呈贡校区建设费","赵榆林"]
[72,"化工原理实验室","2011001886","实验推车","标准","全不锈钢",1000,"昆明科奥特实验室设备有限公司",null,"中国","2011-11-01","教学","呈贡校区建设费","赵榆林"]
[73,"化工原理实验室","2011001887","实验推车","标准","全不锈钢",1000,"昆明科奥特实验室设备有限公司",null,"中国","2011-11-01","教学","呈贡校区建设费","毛文元"]
[74,"化工原理实验室","2011001888","实验推车","标准","全不锈钢",1000,"昆明科奥特实验室设备有限公司",null,"中国","2011-11-01","教学","呈贡校区建设费","杜勇"]
[75,"化工原理实验室","2011001889","实验推车","标准","全不锈钢",1000,"昆明科奥特实验室设备有限公司",null,"中国","2011-11-01","教学","呈贡校区建设费","杨荣"]
[76,"化工原理实验室","2011001890","实验推车","标准","全不锈钢",1000,"昆明科奥特实验室设备有限公司",null,"中国","2011-11-01","教学","呈贡校区建设费","杨荣"]
[77,"化工原理实验室","2011001891","实验推车","标准","全不锈钢",1000,"昆明科奥特实验室设备有限公司",null,"中国","2011-11-01","教学","呈贡校区建设费","杨荣"]
[78,"化工原理实验室","20154d0506","实验室短程蒸馏仪","KDL-1","进料速度：0.1～0.4kg/h，蒸发器温度：最高250℃，蒸发面积：1.7dm2，冷凝面积：0.7dm2",209488.67,"德国UIC公司/北京赛普泰克有限公司（代理）","UIC","德国","2013-07-08","教学","德元贷款","陕绍云"]
[79,"化工原理实验室","2012003461","筛板精馏塔实验装置","BJLJ-B","筛板塔开孔率5%，全回流塔板效率30%-～60%",79800,"天津大学化工基础实验中心",null,"中国","2012-05-01","教学","呈贡校区建设费","陶军"]
[80,"化工原理实验室","2012003462","筛板精馏塔实验装置","BJLJ-B","筛板塔开孔率5%，全回流塔板效率30%-～60%",79800,"天津大学化工基础实验中心",null,"中国","2012-05-01","教学","呈贡校区建设费","陶军"]
[81,"化工原理实验室","2013411843","全自动表面张力仪","BZY-1","测试范围:0－400.0 mN/m",31000,"上海衡平仪器仪表厂","无","中国","2012-01-06","教学","中央财政专项资金","陶军"]
[82,"化工原理实验室","2015007815","氢气气瓶柜","900*425*1900mm","用1.2mm厚（含）以上镀锌钢板冲折焊接制作",5740,"昆明科奥特","*","中国","2014-10-15","教学","中央财政专项资金","陶军"]
[83,"化工原理实验室","2015007816","氢气气瓶柜","900*425*1900mm","用1.2mm厚（含）以上镀锌钢板冲折焊接制作",5740,"昆明科奥特","*","中国","2014-10-15","教学","中央财政专项资金","陶军"]
[84,"化工原理实验室","2011001978","器皿柜","1000*470*2000","铝木结构",1100,"昆明科奥特实验室设备有限公司",null,"中国","2011-11-01","教学","呈贡校区建设费","冯权莉"]
[85,"化工原理实验室","2011001979","器皿柜","1000*470*2000","铝木结构",1100,"昆明科奥特实验室设备有限公司",null,"中国","2011-11-01","教学","呈贡校区建设费","杨荣"]
[86,"化工原理实验室","2011001980","器皿柜","1000*470*2000","铝木结构",1100,"昆明科奥特实验室设备有限公司",null,"中国","2011-11-01","教学","呈贡校区建设费","杨荣"]
[87,"化工原理实验室","2011001981","器皿柜","1000*470*2000","铝木结构",1100,"昆明科奥特实验室设备有限公司",null,"中国","2011-11-01","教学","呈贡校区建设费","毛文元"]
[88,"化工原理实验室","2011001982","器皿柜","1000*470*2000","铝木结构",1100,"昆明科奥特实验室设备有限公司",null,"中国","2011-11-01","教学","呈贡校区建设费","毛文元"]
[89,"化工原理实验室","2011001983","器皿柜","1000*470*2000","铝木结构",1100,"昆明科奥特实验室设备有限公司",null,"中国","2011-11-01","教学","呈贡校区建设费","毛文元"]
[90,"化工原理实验室","2011001984","器皿柜","1000*470*2000","铝木结构",1100,"昆明科奥特实验室设备有限公司",null,"中国","2011-11-01","教学","呈贡校区建设费","杨荣"]
[91,"化工原理实验室","2013412464","气液平衡分析仪","VLE 100","操作温度:最高可达到250℃,操作压力:1.0",384800,"德国Pilodist公司","Pilodist","德国","2012-01-06","教学","中央财政专项资金","陶军"]
[92,"化工原理实验室","2013412935","黏度计","NDJ-8S","测量范围10-2*106mPa.基本误差±5%牛顿液体",4220,"上海精密科学仪器有限公司","上海精密","中国","2011-02-14","教学","呈贡校区建设费","陶军"]
[93,"化工原理实验室","2015003053","纳滤反渗透膜分离装置","NF100B","纳滤膜压力：0.6Mpa， 反渗透膜压力：0.6MP",35000,"浙江中控科教仪器设备有限公司","中控SUPCON","中国","2013-12-30","教学","中央财政专项资金","陶军"]
[94,"化工原理实验室","2014004499","毛细管柱","PEG-20M","60m×0.2mm×0.5 um,40℃-240℃",1800,"大连中汇达科学仪器有限公司","大连中汇达","中国","2014-10-08","教学","重点学科建设经费","顾丽莉"]
[95,"化工原理实验室","2011011291","脉冲萃取塔实验装置","BCQT-BM","萃取塔脉冲频率10次/分，水流量1--15L/h",47000,"天津大学化工基础实验中心",null,"中国","2011-12-01","教学","呈贡校区建设费","陶军"]
[96,"化工原理实验室","2011011292","脉冲萃取塔实验装置","BCQT-BM","萃取塔脉冲频率10次/分，水流量1--15L/h",47000,"天津大学化工基础实验中心",null,"中国","2011-12-01","教学","呈贡校区建设费","陶军"]
[97,"化工原理实验室","2012003463","脉冲萃取塔实验装置","BCQT-BM","萃取塔脉冲频率：10次/分",47000,"天津大学化工基础实验中心",null,"中国","2012-05-01","教学","呈贡校区建设费","陶军"]
[98,"化工原理实验室","2012003464","脉冲萃取塔实验装置","BCQT-BM","萃取塔脉冲频率：10次/分",47000,"天津大学化工基础实验中心",null,"中国","2012-05-01","教学","呈贡校区建设费","陶军"]
[99,"化工原理实验室","2016000058","铝瓶","8L","8L",1200,"成都宏锦化工有限公司","*","中国","2015-10-28","科研","科研费","彭健"]
[100,"化工原理实验室","2013000142","流体流线演示实验装置","LX100Y","可同时观察三种流动绕体，对象部分：2000*500*1458",33000,"浙江中控科教仪器设备有限公司",null,"中国","2013-01-01","教学","呈贡校区建设费","陶军"]
[101,"化工原理实验室","2013000143","流体流线演示实验装置","LX100Y","可同时观察三种流动绕体，对象部分：2000*500*1458",33000,"浙江中控科教仪器设备有限公司",null,"中国","2013-01-01","教学","呈贡校区建设费","陶军"]
[102,"化工原理实验室","20164d0255","流体力学综合实验装置","LB201D","20℃ 流量范围10-1000 L/h",64171.35,"天津大学","天大","中国","2013-07-08","教学","德元贷款"]
[103,"化工原理实验室","20164d0256","流体力学综合实验装置","LB201D","20℃ 流量范围10-1000 L/h",64171.35,"天津大学","天大","中国","2013-07-08","教学","德元贷款"]
[104,"化工原理实验室","2012002367","流化床干燥实验装置","LG100D","操作温度：50~80℃，进风量：0~90m3/h",41800,"浙江中控科教设备有限公司",null,"中国","2012-02-01","教学","呈贡校区建设费","陶军"]
[105,"化工原理实验室","2012002368","流化床干燥实验装置","LG100D","操作温度：50~80℃，进风量：0~90m3/h",41800,"浙江中控科教设备有限公司",null,"中国","2012-02-01","教学","呈贡校区建设费","陶军"]
[106,"化工原理实验室","2011011289","连续精馏数据采集实验装置","BJLJ-B","不锈钢筛板塔开孔率5%，全回流塔板效率30%---60%",57400,"天津大学化工基础实验中心",null,"中国","2011-12-01","教学","呈贡校区建设费","陶军"]
[107,"化工原理实验室","2011011290","连续精馏数据采集实验装置","BJLJ-B","不锈钢筛板塔开孔率5%，全回流塔板效率30%---60%",57400,"天津大学化工基础实验中心",null,"中国","2011-12-01","教学","呈贡校区建设费","陶军"]
[108,"化工原理实验室","2013000130","雷诺演示实验装置","LN100Y","雷诺数：500-5000，液体流量：25-250l/h",7800,"浙江中控科教仪器设备有限公司",null,"中国","2013-01-01","教学","呈贡校区建设费","陶军"]
[109,"化工原理实验室","2013000131","雷诺演示实验装置","LN100Y","雷诺数：500-5000，液体流量：25-250l/h",7800,"浙江中控科教仪器设备有限公司",null,"中国","2013-01-01","教学","呈贡校区建设费","陶军"]
[110,"化工原理实验室","11026426","快速干燥仪","TG200","干燥时间约5-20min",98700,"莱驰公司",null,"德国","2011-10-01","教学","呈贡校区建设费","杨荣"]
[111,"化工原理实验室","2013000128","空气-蒸汽给热系数测定实验装置","QQ200D","雷诺数Re：＜3.5×104",32800,"浙江中控科教仪器设备有限公司",null,"中国","2013-01-01","教学","呈贡校区建设费","陶军"]
[112,"化工原理实验室","2013000129","空气-蒸汽给热系数测定实验装置","QQ200D","雷诺数Re：＜3.5×104",32800,"浙江中控科教仪器设备有限公司",null,"中国","2013-01-01","教学","呈贡校区建设费","陶军"]
[113,"化工原理实验室","2015002895","精馏塔综合实训装置","MARS","1800 ×600 ×2300，5只计量泵，R3000",188000,"浙江中控科教仪器设备有限公司","中控SUPCON","中国","2013-01-06","教学","中央财政专项资金","杨荣"]
[114,"化工原理实验室","2015002896","精馏塔综合实训装置","MARS","1800 ×600 ×2300，5只计量泵，R3000",188000,"浙江中控科教仪器设备有限公司","中控SUPCON","中国","2013-01-06","教学","中央财政专项资金","杨荣"]
[115,"化工原理实验室","2015008289","结晶反应槽","Mecour","反应盒1 : 12 个位点，15mm 直径x 1",138730,"Mecour Temperature Control, LLC","*","美国","2012-01-06","科研","中央财政专项资金","顾丽莉"]
[116,"化工原理实验室","2016000059","减压阀","*","LEVEA不锈钢",1350,"杭州高研科技有限公司","YXGAS","中国","2015-10-28","科研","科研费","彭健"]
[117,"化工原理实验室","2016000060","减压阀","*","LEVEA不锈钢",1350,"杭州高研科技有限公司","YXGAS","中国","2015-10-28","科研","科研费","彭健"]
[118,"化工原理实验室","2015002893","甲苯歧化综合实训装置","UTM-PP","11400×3000×4000mm，柱温450,DCSEPA",1525000,"浙江中控科教仪器设备有限公司","中控SUPCON","中国","2013-01-06","教学","中央财政专项资金","杨荣"]
[119,"化工原理实验室","2013000132","机械能转化演示实验装置","NZ100Y","液体流量：160-1600l/h，温度：常温",9800,"浙江中控科教仪器设备有限公司",null,"中国","2013-01-01","教学","呈贡校区建设费","陶军"]
[120,"化工原理实验室","2013000133","机械能转化演示实验装置","NZ100Y","液体流量：160-1600l/h，温度：常温",9800,"浙江中控科教仪器设备有限公司",null,"中国","2013-01-01","教学","呈贡校区建设费","陶军"]
[121,"化工原理实验室","2011001969","货架","1200*550*2000","钢木结构",1050,"昆明科奥特实验室设备有限公司",null,"中国","2011-11-01","教学","呈贡校区建设费","赵榆林"]
[122,"化工原理实验室","2011001970","货架","1200*550*2000","钢木结构",1050,"昆明科奥特实验室设备有限公司",null,"中国","2011-11-01","教学","呈贡校区建设费","赵榆林"]
[123,"化工原理实验室","2011001971","货架","1200*550*2000","钢木结构",1050,"昆明科奥特实验室设备有限公司",null,"中国","2011-11-01","教学","呈贡校区建设费","赵榆林"]
[124,"化工原理实验室","2011001972","货架","1200*550*2000","钢木结构",1050,"昆明科奥特实验室设备有限公司",null,"中国","2011-11-01","教学","呈贡校区建设费","赵榆林"]
[125,"化工原理实验室","2011001973","货架","1200*550*2000","钢木结构",1050,"昆明科奥特实验室设备有限公司",null,"中国","2011-11-01","教学","呈贡校区建设费","赵榆林"]
[126,"化工原理实验室","20107336","回流比控制器","LST-4","0-999（S）",1250,"天津北洋求实精馏公司",null,"中国","2010-12-01","科研","科研费","顾丽莉"]
[127,"化工原理实验室","20154d0509","化学隔膜泵系统","MD 1C+AK+EK","排气速度 1.3 m3/h ，频率50Hz，最终到达真空度2mbar，测量范围：1080-1mbar，测量精度： <1 mbar",29317.75,"普兰德/北京博劢行仪器有限公司（代理）","VACUUBRAND","德国","2013-07-08","教学","德元贷款","顾丽莉"]
[128,"化工原理实验室","2011011282","化工流体过程综合实验装置","BLTZ-B","离心泵出口压力0--0.2MPa,泵扬程0--20m",52000,"天津大学化工基础实验中心",null,"中国","2011-12-01","教学","呈贡校区建设费","陶军"]
[129,"化工原理实验室","2011011283","化工流体过程综合实验装置","BLTZ-B","离心泵出口压力0--0.2MPa,泵扬程0--20m",52000,"天津大学化工基础实验中心",null,"中国","2011-12-01","教学","呈贡校区建设费","陶军"]
[130,"化工原理实验室","2011011284","化工流体过程综合实验装置","BLTZ-B","离心泵出口压力0--0.2MPa,泵扬程0--20m",52000,"天津大学化工基础实验中心",null,"中国","2011-12-01","教学","呈贡校区建设费","陶军"]
[131,"化工原理实验室","2011011285","化工流体过程综合实验装置","BLTZ-B","离心泵出口压力0--0.2MPa,泵扬程0--20m",52000,"天津大学化工基础实验中心",null,"中国","2011-12-01","教学","呈贡校区建设费","陶军"]
[132,"化工原理实验室","2012002269","化工传热综合实验装置","IC-CR-3","空气流量：4-40m3/h，空气温度：常温-60℃",47800,"天津睿智天成科技发展有限公司",null,"中国","2012-02-01","教学","呈贡校区建设费","陶军"]
[133,"化工原理实验室","2012002270","化工传热综合实验装置","IC-CR-3","空气流量：4-40m3/h，空气温度：常温-60℃",47800,"天津睿智天成科技发展有限公司",null,"中国","2012-02-01","教学","呈贡校区建设费","陶军"]
[134,"化工原理实验室","2013412934","红外烘箱","404-1","功率3KW频率50Hz红外线灯12只",3500,"上海实验仪器厂有限公司","上海实验仪器","中国","2011-02-14","教学","呈贡校区建设费","陶军"]
[135,"化工原理实验室","2016000126","烘箱","UNB500","20℃到250℃",10500,"云南嘉毅海澳斯技术开发有限公司","*","中国","2014-08-05","科研","科研费","张登峰"]
[136,"化工原理实验室","2011011286","恒压过滤实验装置","BHGL-BK","过滤压力0--0.3MPa,压缩性指数s0.1--0.3",41000,"天津大学化工基础实验中心",null,"中国","2011-12-01","教学","呈贡校区建设费","陶军"]
[137,"化工原理实验室","2012003459","恒压过滤实验装置","BLGL-BK","框厚度25mm，过滤面积 0.0475 m2",41000,"天津大学化工基础实验中心",null,"中国","2012-05-01","教学","呈贡校区建设费","陶军"]
[138,"化工原理实验室","2012003460","恒压过滤实验装置","BLGL-BK","框厚度25mm，过滤面积 0.0475 m2",41000,"天津大学化工基础实验中心",null,"中国","2012-05-01","教学","呈贡校区建设费","陶军"]
[139,"化工原理实验室","2012003467","管路拆装实训装置","GLCZ-BC3","管段1、管段2、管段3、管道过滤器DN32",25500,"天津大学化工基础实验中心",null,"中国","2012-05-01","教学","呈贡校区建设费","陶军"]
[140,"化工原理实验室","2012003468","管路拆装实训装置","GLCZ-BC3","管段1、管段2、管段3、管道过滤器DN32",25500,"天津大学化工基础实验中心",null,"中国","2012-05-01","教学","呈贡校区建设费","陶军"]
[141,"化工原理实验室","2012003469","管路拆装实训装置","GLCZ-BC3","管段1、管段2、管段3、管道过滤器DN32",25500,"天津大学化工基础实验中心",null,"中国","2012-05-01","教学","呈贡校区建设费","陶军"]
[142,"化工原理实验室","2012003470","管路拆装实训装置","GLCZ-BC3","管段1、管段2、管段3、管道过滤器DN32",25500,"天津大学化工基础实验中心",null,"中国","2012-05-01","教学","呈贡校区建设费","陶军"]
[143,"化工原理实验室","2013000138","固体流态化演示实验装置","LT100Y","气体流量：1-10Nm3/h，液体流量：16-160l/h",23000,"浙江中控科教仪器设备有限公司",null,"中国","2013-01-01","教学","呈贡校区建设费","陶军"]
[144,"化工原理实验室","2013000139","固体流态化演示实验装置","LT100Y","气体流量：1-10Nm3/h，液体流量：16-160l/h",23000,"浙江中控科教仪器设备有限公司",null,"中国","2013-01-01","教学","呈贡校区建设费","陶军"]
[145,"化工原理实验室","2015008287","隔膜真空泵","PC 610 NT","泵进气口带有溶剂回收瓶，防止水气、颗粒等进入泵体",67420,"VACUUBRAND GMBH + CO KG（德国Vacuubrand）","德国Vacuubrand","德国","2012-01-06","科研","中央财政专项资金","顾丽莉"]
[146,"化工原理实验室","2013000136","非均相分离演示实验装置","FF100Y","气体流量：0-90m3/h，温度：常温",16800,"浙江中控科教仪器设备有限公司",null,"中国","2013-01-01","教学","呈贡校区建设费","陶军"]
[147,"化工原理实验室","2013000137","非均相分离演示实验装置","FF100Y","气体流量：0-90m3/h，温度：常温",16800,"浙江中控科教仪器设备有限公司",null,"中国","2013-01-01","教学","呈贡校区建设费","陶军"]
[148,"化工原理实验室","2012006659","二元系统汽液平衡仪","JCH-101","加液量：250-300ml，",14000,"华东理工大学",null,"中国","2012-10-01","教学","教学设备费","夏举佩"]
[149,"化工原理实验室","2012006660","二元系统汽液平衡仪","JCH-101","加液量：250-300ml，",14000,"华东理工大学",null,"中国","2012-10-01","教学","教学设备费","夏举佩"]
[150,"化工原理实验室","2012006661","二元系统汽液平衡仪","JCH-101","加液量：250-300ml，",14000,"华东理工大学",null,"中国","2012-10-01","教学","教学设备费","夏举佩"]
[151,"化工原理实验室","2011011287","二氧化碳吸收解析实验装置","BTXS-BC","空气流量0.006---0.02m/s,填料塔压降0.6--",96500,"天津大学化工基础实验中心",null,"中国","2011-12-01","教学","呈贡校区建设费","陶军"]
[152,"化工原理实验室","2011011288","二氧化碳吸收解析实验装置","BTXS-BC","空气流量0.006---0.02m/s,填料塔压降0.6--",96500,"天津大学化工基础实验中心",null,"中国","2011-12-01","教学","呈贡校区建设费","陶军"]
[153,"化工原理实验室","2013003056","短程蒸馏仪及循环加热系统","KDL5","进料速度0.5—1.5kg/h，蒸发器温度350℃",492800,"德国UIC公司",null,"德国","2013-04-01","教学","教学设备费","陶军"]
[154,"化工原理实验室","2012002271","洞道干燥实验装置","DG100D","操作温度：50~80℃，进风量：0~13m3/min，湿物料",38600,"浙江中控科教设备有限公司",null,"中国","2012-02-01","教学","呈贡校区建设费","陶军"]
[155,"化工原理实验室","2012002272","洞道干燥实验装置","DG100D","操作温度：50~80℃，进风量：0~13m3/min，湿物料",38600,"浙江中控科教设备有限公司",null,"中国","2012-02-01","教学","呈贡校区建设费","陶军"]
[156,"化工原理实验室","2012002273","洞道干燥实验装置","DG100D","操作温度：50~80℃，进风量：0~13m3/min，湿物料",38600,"浙江中控科教设备有限公司",null,"中国","2012-02-01","教学","呈贡校区建设费","陶军"]
[157,"化工原理实验室","2012002274","洞道干燥实验装置","DG100D","操作温度：50~80℃，进风量：0~13m3/min，湿物料",38600,"浙江中控科教设备有限公司",null,"中国","2012-02-01","教学","呈贡校区建设费","陶军"]
[158,"化工原理实验室","2011010411","电子天平","AL204","可读性 0.1mg；最大称量值 210g",8180,"梅特勒-托利多",null,"中国","2011-12-01","教学","呈贡校区建设费","陶军"]
[159,"化工原理实验室","2011010412","电子天平","AL204","可读性 0.1mg；最大称量值 210g",8180,"梅特勒-托利多",null,"中国","2011-12-01","教学","呈贡校区建设费","陶军"]
[160,"化工原理实验室","2013411830","电子天平","BSA224S","量程(g)：220，可读性(g)：0.0001",17250,"赛多利斯科学仪器（北京）有限公司","赛多利斯","中国","2012-01-06","教学","中央财政专项资金","陶军"]
[161,"化工原理实验室","2013411831","电子天平","BSA224S","量程(g)：220，可读性(g)：0.0001",17250,"赛多利斯科学仪器（北京）有限公司","赛多利斯","中国","2012-01-06","教学","中央财政专项资金","陶军"]
[162,"化工原理实验室","20154d0508","电子天平","MS105DU","可读性：0.01/0.1mg，最大称量值：31/120g",17910.48,"梅特勒-托利多仪器（上海）有限公司","梅特勒-托利多","瑞士","2013-07-08","教学","德元贷款","顾丽莉"]
[163,"化工原理实验室","2012r291","电化学工作站","CH1660C","*",64724.7,"上海辰华仪器公司",null,"中国","2012-01-01","教学","日元贷款","赵榆林"]
[164,"化工原理实验室","2012002277","导热系数测定仪","DRX-II","导热系数测试范围：0.015~1.7w/m.k,准确度：±3",45900,"湘潭市仪器仪表有限公司",null,"中国","2012-02-01","教学","呈贡校区建设费","陶军"]
[165,"化工原理实验室","2011001953","单水池柜","900*750*800","钢木结构",1520,"昆明科奥特实验室设备有限公司",null,"中国","2011-11-01","教学","呈贡校区建设费","杨荣"]
[166,"化工原理实验室","2011001954","单水池柜","1200*750*800","钢木结构",1730,"昆明科奥特实验室设备有限公司",null,"中国","2011-11-01","教学","呈贡校区建设费","杨荣"]
[167,"化工原理实验室","2011001955","单水池柜","1200*750*800","钢木结构",1730,"昆明科奥特实验室设备有限公司",null,"中国","2011-11-01","教学","呈贡校区建设费","杨荣"]
[168,"化工原理实验室","2012006669","单釜与三釜串联仪","FY-101","三釜体积：0.8L，单釜体积:2.4L，搅拌转速0-500转",66740,"华东理工大学",null,"中国","2012-10-01","教学","教学设备费","夏举佩"]
[169,"化工原理实验室","2012006670","单釜与三釜串联仪","FY-101","三釜体积：0.8L，单釜体积:2.4L，搅拌转速0-500转",66740,"华东理工大学",null,"中国","2012-10-01","教学","教学设备费","夏举佩"]
[170,"化工原理实验室","2012006671","单釜与三釜串联仪","FY-101","三釜体积：0.8L，单釜体积:2.4L，搅拌转速0-500转",66740,"华东理工大学",null,"中国","2012-10-01","教学","教学设备费","夏举佩"]
[171,"化工原理实验室","2015002894","萃取操作实训装置","UTS-CQ","3700×2000×3600，C3000，监控仿真软件",122000,"浙江中控科教仪器设备有限公司","中控","中国","2013-01-06","教学","中央财政专项资金","陶军"]
[172,"化工原理实验室","20154d0507","程序增压快速溶剂萃取仪","MOD-05","超声波最大频率：38 kHz，超声波功率：额定功率3000W，工作温度在常温-80OC之间可调",165845.2,"GloBus公司/赛普泰克有限公司（代理）\r\n","GloBus","意大利","2013-07-08","教学","德元贷款","顾丽莉"]
[173,"化工原理实验室","2013411878","超临界二氧化碳萃取仪","SFE-500","流速≤50g/min；收集器500ml",319900,"美国Waters公司","Waters","美国","2012-01-06","教学","中央财政专项资金","陶军"]
[174,"化工原理实验室","2015007817","常规气瓶柜","900*425*1900mm","用1.2mm厚（含）以上镀锌钢板冲折焊接制作",3640,"昆明科奥特","*","中国","2014-10-15","教学","中央财政专项资金","陶军"]
[175,"化工原理实验室","2015007818","常规气瓶柜","900*425*1900mm","用1.2mm厚（含）以上镀锌钢板冲折焊接制作",3640,"昆明科奥特","*","中国","2014-10-15","教学","中央财政专项资金","陶军"]
[176,"化工原理实验室","2015007819","常规气瓶柜","900*425*1900mm","用1.2mm厚（含）以上镀锌钢板冲折焊接制作",3640,"昆明科奥特","*","中国","2014-10-15","教学","中央财政专项资金","陶军"]
[177,"化工原理实验室","2015007820","常规气瓶柜","900*425*1900mm","用1.2mm厚（含）以上镀锌钢板冲折焊接制作",3640,"昆明科奥特","*","中国","2014-10-15","教学","中央财政专项资金","陶军"]
[178,"化工原理实验室","2015008288","不锈钢水浴油浴","K12-CC-NR","即插即用的大屏幕液晶显示；TAC 控制模式",61850,"Peter Huber K?ltemaschinenbau GmbH(德国Huber)","Huber","德国","2012-01-06","科研","中央财政专项资金","顾丽莉"]
[179,"化工原理实验室","20164d0257","不锈钢常、减压精馏实验装置","BJLT-B2","塔体Ф32mm，高度：1500mm",94117.98,"津大学化工基础实验中心","天大","中国","2013-07-08","教学","德元贷款"]
[180,"化工原理实验室","2013412962","冰箱","BCD-206TS","双开门，总容积206L，冷冻室78L",2390,"青岛海尔集团","海尔","中国","2011-02-14","教学","呈贡校区建设费","赵榆林"]
[181,"化工原理实验室","2012002275","冰柜","DW-YW226A","总有效容积226L，储藏温度-10℃-25℃",3800,"中科美菱低温科技有限公司",null,"中国","2012-02-01","教学","呈贡校区建设费","陶军"]
[182,"化工原理实验室","2011002023","边实验台带2套水","5800*750*800","钢木结构",11500,"昆明科奥特实验室设备有限公司",null,"中国","2011-11-01","教学","呈贡校区建设费","杨荣"]
[183,"化工原理实验室","2011002024","边实验台带2套水","5800*750*800","钢木结构",11500,"昆明科奥特实验室设备有限公司",null,"中国","2011-11-01","教学","呈贡校区建设费","杨荣"]
[184,"化工原理实验室","2011002025","边实验台带2套水","5800*750*800","钢木结构",11500,"昆明科奥特实验室设备有限公司",null,"中国","2011-11-01","教学","呈贡校区建设费","杨荣"]
[185,"化工原理实验室","2011002026","边实验台带2套水","5800*750*800","钢木结构",11500,"昆明科奥特实验室设备有限公司",null,"中国","2011-11-01","教学","呈贡校区建设费","杨荣"]
[186,"化工原理实验室","2011002027","边实验台带2套水","5800*750*800","钢木结构",11500,"昆明科奥特实验室设备有限公司",null,"中国","2011-11-01","教学","呈贡校区建设费","杨荣"]
[187,"化工原理实验室","2011002028","边实验台带2套水","5800*750*800","钢木结构",11500,"昆明科奥特实验室设备有限公司",null,"中国","2011-11-01","教学","呈贡校区建设费","杨荣"]
[188,"化工原理实验室","2011002020","边实验台带1套水","10800*750*800","钢木结构",18600,"昆明科奥特实验室设备有限公司",null,"中国","2011-11-01","教学","呈贡校区建设费","杨荣"]
[189,"化工原理实验室","2011002022","边实验台带1套水","10800*750*800","钢木结构",18600,"昆明科奥特实验室设备有限公司",null,"中国","2011-11-01","教学","呈贡校区建设费","杨荣"]
[190,"化工原理实验室","2011001882","边实验台1套水","4800*750*800","钢木结构",5548,"昆明科奥特实验室设备有限公司",null,"中国","2011-11-01","教学","呈贡校区建设费","杨荣"]
[191,"化工原理实验室","2011002029","边实验台","6000*750*800","钢木结构",10590,"昆明科奥特实验室设备有限公司",null,"中国","2011-11-01","教学","呈贡校区建设费","杨荣"]
[192,"化工原理实验室","2011002030","边实验台","6000*750*800","钢木结构",10590,"昆明科奥特实验室设备有限公司",null,"中国","2011-11-01","教学","呈贡校区建设费","杨荣"]
[193,"化工原理实验室","2011002031","边实验台","3000*750*800","钢木结构",3180,"昆明科奥特实验室设备有限公司",null,"中国","2011-11-01","教学","呈贡校区建设费","杨荣"]
[194,"化工原理实验室","2011002032","边实验台","3000*750*800","钢木结构",3180,"昆明科奥特实验室设备有限公司",null,"中国","2011-11-01","教学","呈贡校区建设费","杨荣"]
[195,"化工原理实验室","2011002033","边实验台","3000*750*800","钢木结构",3180,"昆明科奥特实验室设备有限公司",null,"中国","2011-11-01","教学","呈贡校区建设费","杨荣"]
[196,"化工原理实验室","2011002034","边实验台","4800*750*800","钢木结构",7680,"昆明科奥特实验室设备有限公司",null,"中国","2011-11-01","教学","呈贡校区建设费","杨荣"]
[197,"化工原理实验室","2011002035","边实验台","4800*750*800","钢木结构",7680,"昆明科奥特实验室设备有限公司",null,"中国","2011-11-01","教学","呈贡校区建设费","杨荣"]
[198,"化工原理实验室","2011002036","边实验台","4800*750*800","钢木结构",7680,"昆明科奥特实验室设备有限公司",null,"中国","2011-11-01","教学","呈贡校区建设费","杨荣"]
[199,"化工原理实验室","20110223","笔记本电脑","HP G42-474TX","CPU4.2G/2G/120G/14\"",4150,"惠普公司",null,"中国","2011-02-01","科研","科研费","顾丽莉"]
[200,"化工原理实验室","2013411832","饱和蒸气压测定实验装置","DPCY-2C","测量范围：0~-101.30KPa",6750,"南京南大万和科技有限公司","无","中国","2012-01-06","教学","中央财政专项资金","陶军"]
[201,"化工原理实验室","2013411833","饱和蒸气压测定实验装置","DPCY-2C","测量范围：0~-101.30KPa",6750,"南京南大万和科技有限公司","无","中国","2012-01-06","教学","中央财政专项资金","陶军"]
[202,"化工原理实验室","2013000140","板式塔流体力学演示实验装置","BT100Y","液体流量：40-400l/h，气体流量：10-100m3/h",18000,"浙江中控科教仪器设备有限公司",null,"中国","2013-01-01","教学","呈贡校区建设费","陶军"]
[203,"化工原理实验室","2013000141","板式塔流体力学演示实验装置","BT100Y","液体流量：40-400l/h，气体流量：10-100m3/h",18000,"浙江中控科教仪器设备有限公司",null,"中国","2013-01-01","教学","呈贡校区建设费","陶军"]
[204,"化工原理实验室","20022796","LBP-810","*","*",2300,"*",null,"中国","2002-04-01","科研","教学设备费","顾丽莉"]
[1592,{"$nulls":4},"设备原值",7376100.160000002,{"$nulls":6},"元"]
[1593]
[1594]
[1595]
[1596]
[1597]
[1598]
[1599]
[1600]
[1601]
[1602]
[1603]
[1604]
[1605]
[1606]
[1607]
[1608]
[1609]
[1610]
[1611]
[1612]
[1613]
[1614]
[1615]
[1616]
[1617]
[1618]
[1619]
[1620]
[1621]
[1622]
[1623]
[1624]
[1625]
[1626]
[1627]
[1628]
[1629]
[1630]
[1631]
[1632]
[1633]
[1634]
[1635]
[1636]
[1637]
[1638]
[1639]
[1640]
[1641]
[1642]
[1643]
[1644]
[1645]
[1646]
[1647]
[1648]
[1649]
[1650]
[1651]
[1652]
[1653]
[1654]
[1655]
[1656]
[1657]
[1658]
[1659]
[1660]
[1661]
[1662]
[1663]
[1664]
[1665]
[1666]
[1667]
[1668]
[1669]
[1670]
[1671]
[1672]
[1673]
[1674]
[1675]
[1676]
[1677]
[1678]
[1679]
[1680]
[1681]
[1682]
[1683]
[1684]
[1685]
[1686]
[1687]
[1688]
[1689]
[1690]
[1691]
[1692]
[1693]
[1694]
[1695]
[1696]
[1697]
[1698]
[1699]
[1700]
[1701]
[1702]
[1703]
[1704]
[1705]
[1706]
[1707]
[1708]
[1709]
[1710]
[1711]
[1712]
[1713]
[1714]
[1715]
[1716]
[1717]
[1718]
[1719]
[1720]
[1721]
[1722]
[1723]
[1724]
[1725]
[1726]
[1727]
[1728]
[1729]
[1730]
[1731]
[1732]
[1733]
[1734]
[1735]
[1736]
[1737]
[1738]
[1739]
[1740]
[1741]
[1742]
[1743]
[1744]
[1745]
[1746]
[1747]
[1748]
[1749]
[1750]
[1751]
[1752]
[1753]
[1754]
[1755]
[1756]
[1757]
[1758]
[1759]
[1760]
[1761]
[1762]
[1763]
[1764]
[1765]
[1766]
[1767]
[1768]
[1769]
[1770]
[1771]
[1772]
[1773]
[1774]
[1775]
[1776]
[1777]
[1778]
[1779]
[1780]
[1781]
[1782]
[1783]
[1784]
[1785]
[1786]
[1787]
[1788]
[1789]
[1790]
[1791]
[1792]
[1793]
[1794]
[1795]
[1796]
[1797]
[1798]
[1799]
[1800]
[1801]
[1802]
[1803]
[1804]
[1805]
[1806]
[1807]
[1808]
[1809]
[1810]
[1811]
[1812]
[1813]
[1814]
[1815]
[1816]
[1817]
[1818]
[1819]
[1820]
[1821]
[1822]
[1823]
[1824]
[1825]
[1826]
[1827]
[1828]
[1829]
[1830]
[1831]
[1832]
[1833]
[1834]
[1835]
[1836]
[1837]
[1838]
[1839]
[1840]
[1841]
[1842]
[1843]
[1844]
[1845]
[1846]
[1847]
[1848]
[1849]
[1850]
[1851]
[1852]
[1853]
[1854]
[1855]
[1856]
[1857]
[1858]
[1859]
[1860]
[1861]
[1862]
[1863]
[1864]
[1865]
[1866]
[1867]
[1868]
[1869]
[1870]
[1871]
[1872]
[1873]
[1874]
[1875]
[1876]
[1877]
[1878]
[1879]
[1880]
[1881]
[1882]
[1883]
[1884]
[1885]
[1886]
[1887]
[1888]
[1889]
[1890]
[1891]
[1892]
[1893]
[1894]
[1895]
[1896]
[1897]
[1898]
[1899]
[1900]
[1901]
[1902]
[1903]
[1904]
[1905]
[1906]
[1907]
[1908]
[1909]
[1910]
[1911]
[1912]
[1913]
[1914]
[1915]
[1916]
[1917]
[1918]
[1919]
[1920]
[1921]
[1922]
[1923]
[1924]
[1925]
[1926]
[1927]
[1928]
[1929]
[1930]
[1931]
[1932]
[1933]
[1934]
[1935]
[1936]
[1937]
[1938]
[1939]
[1940]
[1941]
[1942]
[1943]
[1944]
[1945]
[1946]
[1947]
[1948]
[1949]
[1950]
[1951]
[1952]
[1953]
[1954]
[1955]
[1956]
[1957]
[1958]
[1959]
[1960]
[1961]
[1962]
[1963]
[1964]
[1965]
[1966]
[1967]
[1968]
[1969]
[1970]
[1971]
[1972]
[1973]
[1974]
[1975]
[1976]
[1977]
[1978]
[1979]
[1980]
[1981]
[1982]
[1983]
[1984]
[1985]
[1986]
[1987]
[1988]
[1989]
[1990]
[1991]
[1992]
[1993]
[1994]
[1995]
[1996]
[1997]
[1998]
[1999]
[2000]
[2001]
[2002]
[2003]
[2004]
[2005]
[2006]
[2007]
[2008]
[2009]
[2010]
[2011]
[2012]
[2013]
[2014]
[2015]
[2016]
[2017]
[2018]
[2019]
[2020]
[2021]
[2022]
[2023]
[2024]
[2025]
[2026]
[2027]
[2028]
[2029]
[2030]
[2031]
[2032]
[2033]
[2034]
[2035]
[2036]
[2037]
[2038]
[2039]
[2040]
[2041]
[2042]
[2043]
[2044]
[2045]
[2046]
[2047]
[2048]
[2049]
[2050]
[2051]
[2052]
[2053]
[2054]
[2055]
[2056]
[2057]
[2058]
[2059]
[2060]
[2061]
[2062]
[2063]
[2064]
[2065]
[2066]
[2067]
[2068]
[2069]
[2070]
[2071]
[2072]
[2073]
[2074]
[2075]
[2076]
[2077]
[2078]
[2079]
[2080]
[2081]
[2082]
[2083]
[2084]
[2085]
[2086]
[2087]
[2088]
[2089]
[2090]
[2091]
[2092]
[2093]
[2094]
[2095]
[2096]
[2097]
[2098]
[2099]
[2100]
[2101]
[2102]
[2103]
[2104]
[2105]
[2106]
[2107]
[2108]
[2109]
[2110]
[2111]
[2112]
[2113]
[2114]
[2115]
[2116]
[2117]
[2118]
[2119]
[2120]
[2121]
[2122]
[2123]
[2124]
[2125]
[2126]
[2127]
[2128]
[2129]
[2130]
[2131]
[2132]
[2133]
[2134]
[2135]
[2136]
[2137]
[2138]
[2139]
[2140]
[2141]
[2142]
[2143]
[2144]
[2145]
[2146]
[2147]
[2148]
[2149]
[2150]
[2151]
[2152]
[2153]
[2154]
[2155]
[2156]
[2157]
[2158]
[2159]
[2160]
[2161]
[2162]
[2163]
[2164]
[2165]
[2166]
[2167]
[2168]
[2169]
[2170]
[2171]
[2172]
[2173]
[2174]
[2175]
[2176]
[2177]
[2178]
[2179]
[2180]
[2181]
[2182]
[2183]
[2184]
[2185]
[2186]
[2187]
[2188]
[2189]
[2190]
[2191]
[2192]
[2193]
[2194]
[2195]
[2196]
[2197]
[2198]
[2199]
[2200]
[2201]
[2202]
[2203]
[2204]
[2205]
[2206]
[2207]
[2208]
[2209]
[2210]
[2211]
[2212]
[2213]
[2214]
[2215]
[2216]
[2217]
[2218]
[2219]
[2220]
[2221]
[2222]
[2223]
[2224]
[2225]
[2226]
[2227]
[2228]
[2229]
[2230]
[2231]
[2232]
[2233]
[2234]
[2235]
[2236]
[2237]
[2238]
[2239]
[2240]
[2241]
[2242]
[2243]
[2244]
[2245]
[2246]
[2247]
[2248]
[2249]
[2250]
[2251]
[2252]
[2253]
[2254]
[2255]
[2256]
[2257]
[2258]
[2259]
[2260]
[2261]
[2262]
[2263]
[2264]
[2265]
[2266]
[2267]
[2268]
[2269]
[2270]
[2271]
[2272]
[2273]
[2274]
[2275]
[2276]
[2277]
[2278]
[2279]
[2280]
[2281]
[2282]
[2283]
[2284]
[2285]
[2286]
["合计"]

{"sheet":"轻化工程专业实验室","index":2,"n_rows":2289,"n_cols":14,"rows_kept":2289,"merged":[[0,0,0,13]],"flags":["formulas_cached_only"]}
["化工实验中心实验室设备配置总表（2018年4月）"]
["序号","实验室","资产条码","资产名称","型号规格","技术指标","单价","生产厂家","品牌","生产国别","购置日期","使用方向","经费来源","保管人"]
[1,"轻化工程专业实验室","2014003465","自动液相色谱分离层析仪","ME99-3","收集容量：12mlX100",46000,"上海沪西分析仪器厂有限公司","上海沪西","中国","2013-07-12","教学","中央财政专项资金","张恒"]
[2,"轻化工程专业实验室","20080368","自动磨浆机","PFI 2511","标准游离度599±15",498000,"KRK公司",null,"日本","2008-03-01","教学","教学设备费","张恒"]
[3,"轻化工程专业实验室","20041660","自动部分收集器","BSZ-100","*",2950,"上海科学仪器公司",null,"中国","2004-06-01","科研","科研费","张恒"]
[4,"轻化工程专业实验室","2013002417","紫外分光光度计","TU-1950","波长范围：190～900nm；",100000,"北京普析通用公司",null,"中国","2013-01-01","教学","科研基础平台经费","张恒"]
[5,"轻化工程专业实验室","2011001002","资料柜","1000*470*2000","铝木结构",1000,"昆明科奥特实验室设备有限公司",null,"中国","2011-11-01","教学","呈贡校区建设费","张恒"]
[6,"轻化工程专业实验室","2011001003","资料柜","1000*470*2000","铝木结构",1000,"昆明科奥特实验室设备有限公司",null,"中国","2011-11-01","教学","呈贡校区建设费","张恒"]
[7,"轻化工程专业实验室","2011001004","资料柜","1000*470*2000","铝木结构",1000,"昆明科奥特实验室设备有限公司",null,"中国","2011-11-01","教学","呈贡校区建设费","张恒"]
[8,"轻化工程专业实验室","2011001005","资料柜","1000*470*2000","铝木结构",1000,"昆明科奥特实验室设备有限公司",null,"中国","2011-11-01","教学","呈贡校区建设费","张恒"]
[9,"轻化工程专业实验室","2011001006","资料柜","1000*470*2000","铝木结构",1000,"昆明科奥特实验室设备有限公司",null,"中国","2011-11-01","教学","呈贡校区建设费","张恒"]
[10,"轻化工程专业实验室","2011001007","资料柜","1000*470*2000","铝木结构",1000,"昆明科奥特实验室设备有限公司",null,"中国","2011-11-01","教学","呈贡校区建设费","张恒"]
[11,"轻化工程专业实验室","2011001008","资料柜","1000*470*2000","铝木结构",1000,"昆明科奥特实验室设备有限公司",null,"中国","2011-11-01","教学","呈贡校区建设费","张恒"]
[12,"轻化工程专业实验室","2011001009","资料柜","1000*470*2000","铝木结构",1000,"昆明科奥特实验室设备有限公司",null,"中国","2011-11-01","教学","呈贡校区建设费","张恒"]
[13,"轻化工程专业实验室","2011001010","资料柜","1000*470*2000","铝木结构",1000,"昆明科奥特实验室设备有限公司",null,"中国","2011-11-01","教学","呈贡校区建设费","张恒"]
[14,"轻化工程专业实验室","2011001011","资料柜","1000*470*2000","铝木结构",1000,"昆明科奥特实验室设备有限公司",null,"中国","2011-11-01","教学","呈贡校区建设费","张恒"]
[15,"轻化工程专业实验室","2011001012","资料柜","1000*470*2000","铝木结构",1000,"昆明科奥特实验室设备有限公司",null,"中国","2011-11-01","教学","呈贡校区建设费","张恒"]
[16,"轻化工程专业实验室","2011001013","资料柜","1000*470*2000","铝木结构",1000,"昆明科奥特实验室设备有限公司",null,"中国","2011-11-01","教学","呈贡校区建设费","张恒"]
[17,"轻化工程专业实验室","2011001014","资料柜","1000*470*2000","铝木结构",1000,"昆明科奥特实验室设备有限公司",null,"中国","2011-11-01","教学","呈贡校区建设费","张恒"]
[18,"轻化工程专业实验室","2011001015","资料柜","1000*470*2000","铝木结构",1000,"昆明科奥特实验室设备有限公司",null,"中国","2011-11-01","教学","呈贡校区建设费","张恒"]
[19,"轻化工程专业实验室","2011001016","资料柜","1000*470*2000","铝木结构",1000,"昆明科奥特实验室设备有限公司",null,"中国","2011-11-01","教学","呈贡校区建设费","张恒"]
[20,"轻化工程专业实验室","2011000941","中央仪器台","4500*1500*800","钢木结构",9540,"昆明科奥特实验室设备有限公司",null,"中国","2011-11-01","教学","呈贡校区建设费","张恒"]
[21,"轻化工程专业实验室","2011000938","中央实验台（带试剂架、6套水）","5500*1500*800","钢木结构",15840,"昆明科奥特实验室设备有限公司",null,"中国","2011-11-01","教学","呈贡校区建设费","张恒"]
[22,"轻化工程专业实验室","2011000939","中央实验台（带试剂架、6套水）","5500*1500*800","钢木结构",15840,"昆明科奥特实验室设备有限公司",null,"中国","2011-11-01","教学","呈贡校区建设费","张恒"]
[23,"轻化工程专业实验室","2011000940","中央实验台（带试剂架、6套水）","5500*1500*800","钢木结构",15840,"昆明科奥特实验室设备有限公司",null,"中国","2011-11-01","教学","呈贡校区建设费","张恒"]
[24,"轻化工程专业实验室","2011000917","中央实验台（带试剂架、4套水）","3600*1500*800","钢木结构",10392,"昆明科奥特实验市设备有限公司",null,"中国","2011-11-01","教学","呈贡校区建设费","张恒"]
[25,"轻化工程专业实验室","2011000918","中央实验台（带试剂架、4套水）","3600*1500*800","钢木结构",10392,"昆明科奥特实验市设备有限公司",null,"中国","2011-11-01","教学","呈贡校区建设费","张恒"]
[26,"轻化工程专业实验室","2011000919","中央实验台（带试剂架、4套水）","3600*1500*800","钢木结构",10392,"昆明科奥特实验市设备有限公司",null,"中国","2011-11-01","教学","呈贡校区建设费","张恒"]
[27,"轻化工程专业实验室","2011000923","中央实验台（带试剂架、4套水）","4200*1500*800","钢木结构",11904,"昆明科奥特实验室设备有限公司",null,"中国","2011-11-01","教学","呈贡校区建设费","张恒"]
[28,"轻化工程专业实验室","2011000933","中央实验台（带试剂架、4套水）","4800*1500*800","钢木结构",18600,"昆明科奥特实验室设备有限公司",null,"中国","2011-11-01","教学","呈贡校区建设费","张恒"]
[29,"轻化工程专业实验室","2011000934","中央实验台（带试剂架、4套水）","4800*1500*800","钢木结构",18600,"昆明科奥特实验室设备有限公司",null,"中国","2011-11-01","教学","呈贡校区建设费","张恒"]
[30,"轻化工程专业实验室","2011000935","中央实验台（带试剂架、4套水）","4800*1500*800","钢木结构",18600,"昆明科奥特实验室设备有限公司",null,"中国","2011-11-01","教学","呈贡校区建设费","张恒"]
[31,"轻化工程专业实验室","2011000936","中央实验台（带试剂架、4套水）","4800*1500*800","钢木结构",18600,"昆明科奥特实验室设备有限公司",null,"中国","2011-11-01","教学","呈贡校区建设费","张恒"]
[32,"轻化工程专业实验室","2011000937","中央实验台（带试剂架、4套水）","4800*1500*800","钢木结构",18600,"昆明科奥特实验室设备有限公司",null,"中国","2011-11-01","教学","呈贡校区建设费","张恒"]
[33,"轻化工程专业实验室","2011000921","中央实验台（带试剂架、2套水）","3600*1500*800","钢木结构",9732,"昆明科奥特实验室设备有限公司",null,"中国","2011-11-01","教学","呈贡校区建设费","张恒"]
[34,"轻化工程专业实验室","2011000922","中央实验台（带试剂架、2套水）","3600*1500*800","钢木结构",9732,"昆明科奥特实验室设备有限公司",null,"中国","2011-11-01","教学","呈贡校区建设费","张恒"]
[35,"轻化工程专业实验室","2011000920","中央实验台（带试剂架）","3600*1500*800","钢木结构",9072,"昆明科奥特实验室设备有限公司",null,"中国","2011-11-01","教学","呈贡校区建设费","张恒"]
[36,"轻化工程专业实验室","20052693","智能数显恒温干燥箱","DF-4","最高温度200℃",5400,"郑州长城科工贸公司",null,"中国","2005-05-01","科研","科研费","张恒"]
[37,"轻化工程专业实验室","20052694","智能数显恒温干燥箱","DF-5","最高温度200℃",7400,"郑州长城科工贸公司",null,"中国","2005-05-01","科研","科研费","张恒"]
[38,"轻化工程专业实验室","11024807","智能恒温水浴","HH-601","控温范围：室温-95℃",1320,"金坛科析仪器公司",null,"中国","2011-09-01","教学","呈贡校区建设费","张恒"]
[39,"轻化工程专业实验室","2013412466","制氧机","7F-3","出氧浓度93%±3%",2900,"江苏鱼跃医疗设备股份有限公司","鱼跃","中国","2013-10-17","科研","科研费","张恒"]
[40,"轻化工程专业实验室","2014000956","制氧机","7F-3","氧气流量：1-3L/min，输出压力：0.04-0.05MP",2900,"江苏鱼跃医疗设备股份有限公司","鱼跃","中国","2013-06-25","科研","科研费","张恒"]
[41,"轻化工程专业实验室","2011010419","纸张电子撕裂度测定仪","ZSED-1000","测量范围：0-1000mN，撕裂力臂：104±1mm",16000,"长春市月明小型试验机有限责任公司",null,"中国","2011-12-01","教学","呈贡校区建设费","张恒"]
[42,"轻化工程专业实验室","11024800","纸张尘埃度测定仪","DRK117","标准尘埃图片0.05-5",2390,"济南德瑞克仪器公司",null,"中国","2011-09-01","教学","呈贡校区建设费","张恒"]
[43,"轻化工程专业实验室","20154d0519","纸页压榨器","No.2569","不锈钢构造，气体要求：95 psi",74193.9,"日本KRK公司/上海林纸科学仪器有限公司（代理）","KRK","日本","2013-07-08","教学","德元贷款","何洁"]
[44,"轻化工程专业实验室","20154d0518","纸页干燥器","No.2547","圆形干燥环：20片(*材质：不锈钢）；圆形干燥板:18片（材质：SUS304）",66631.26,"日本KRK公司/上海林纸科学仪器有限公司（代理）","KRK","日本","2013-07-08","教学","德元贷款","何洁"]
[45,"轻化工程专业实验室","11024798","纸页成形器","ZQJ1-BII","干燥温度：80℃-110℃",38800,"陕西科大机械厂",null,"中国","2011-09-01","教学","呈贡校区建设费","张恒"]
[46,"轻化工程专业实验室","2012002325","纸和纸张厚度测定仪","DRK107B","测量范围：0-25mm，测量精度：0.001mm",2800,"济南德瑞克仪器有限公司",null,"中国","2012-03-01","教学","呈贡校区建设费","张恒"]
[47,"轻化工程专业实验室","20099904","蒸煮锅","ZQSI-15","容量15升",18600,"陕西科技大学机械厂",null,"中国","2009-11-01","教学","教学设备费","张恒"]
[48,"轻化工程专业实验室","2013002415","真空干燥箱","DZF-6210","达到真空度：133Pa",20000,"上海天呈实验仪器制造有限公司",null,"中国","2013-01-01","教学","科研基础平台经费","张恒"]
[49,"轻化工程专业实验室","19920239","油压机","ZQYC-200","*",5000,"西北轻工业学院工厂",null,"中国","1992-04-01","教学","教学设备费","张恒"]
[50,"轻化工程专业实验室","2011000965","药品柜","1000*470*2000","铝木结构",1000,"昆明科奥特实验室设备有限公司",null,"中国","2011-11-01","教学","呈贡校区建设费","张恒"]
[51,"轻化工程专业实验室","2011000966","药品柜","1000*470*2000","铝木结构",1000,"昆明科奥特实验室设备有限公司",null,"中国","2011-11-01","教学","呈贡校区建设费","张恒"]
[52,"轻化工程专业实验室","2011000967","药品柜","1000*470*2000","铝木结构",1000,"昆明科奥特实验室设备有限公司",null,"中国","2011-11-01","教学","呈贡校区建设费","张恒"]
[53,"轻化工程专业实验室","2011000968","药品柜","1000*470*2000","铝木结构",1000,"昆明科奥特实验室设备有限公司",null,"中国","2011-11-01","教学","呈贡校区建设费","张恒"]
[54,"轻化工程专业实验室","2011000969","药品柜","1000*470*2000","铝木结构",1000,"昆明科奥特实验室设备有限公司",null,"中国","2011-11-01","教学","呈贡校区建设费","张恒"]
[55,"轻化工程专业实验室","2011000970","药品柜","1000*470*2000","铝木结构",1000,"昆明科奥特实验室设备有限公司",null,"中国","2011-11-01","教学","呈贡校区建设费","张恒"]
[56,"轻化工程专业实验室","2011000971","药品柜","1000*470*2000","铝木结构",1000,"昆明科奥特实验室设备有限公司",null,"中国","2011-11-01","教学","呈贡校区建设费","张恒"]
[57,"轻化工程专业实验室","2011000972","药品柜","1000*470*2000","铝木结构",1000,"昆明科奥特实验室设备有限公司",null,"中国","2011-11-01","教学","呈贡校区建设费","张恒"]
[58,"轻化工程专业实验室","2011000973","药品柜","1000*470*2000","铝木结构",1000,"昆明科奥特实验室设备有限公司",null,"中国","2011-11-01","教学","呈贡校区建设费","张恒"]
[59,"轻化工程专业实验室","2011000974","药品柜","1000*470*2000","铝木结构",1000,"昆明科奥特实验室设备有限公司",null,"中国","2011-11-01","教学","呈贡校区建设费","张恒"]
[60,"轻化工程专业实验室","2011000975","药品柜","1000*470*2000","铝木结构",1000,"昆明科奥特实验室设备有限公司",null,"中国","2011-11-01","教学","呈贡校区建设费","张恒"]
[61,"轻化工程专业实验室","2011000976","药品柜","1000*470*2000","铝木结构",1000,"昆明科奥特实验室设备有限公司",null,"中国","2011-11-01","教学","呈贡校区建设费","张恒"]
[62,"轻化工程专业实验室","2011000977","药品柜","1000*470*2000","铝木结构",1000,"昆明科奥特实验室设备有限公司",null,"中国","2011-11-01","教学","呈贡校区建设费","张恒"]
[63,"轻化工程专业实验室","2011000978","药品柜","1000*470*2000","铝木结构",1000,"昆明科奥特实验室设备有限公司",null,"中国","2011-11-01","教学","呈贡校区建设费","张恒"]
[64,"轻化工程专业实验室","2011000979","药品柜","1000*470*2000","铝木结构",1000,"昆明科奥特实验室设备有限公司",null,"中国","2011-11-01","教学","呈贡校区建设费","张恒"]
[65,"轻化工程专业实验室","2011000980","药品柜","1000*470*2000","铝木结构",1000,"昆明科奥特实验室设备有限公司",null,"中国","2011-11-01","教学","呈贡校区建设费","张恒"]
[66,"轻化工程专业实验室","2011000981","药品柜","1000*470*2000","铝木结构",1000,"昆明科奥特实验室设备有限公司",null,"中国","2011-11-01","教学","呈贡校区建设费","张恒"]
[67,"轻化工程专业实验室","2011000982","药品柜","1000*470*2000","铝木结构",1000,"昆明科奥特实验室设备有限公司",null,"中国","2011-11-01","教学","呈贡校区建设费","张恒"]
[68,"轻化工程专业实验室","2011000983","药品柜","1000*470*2000","铝木结构",1000,"昆明科奥特实验室设备有限公司",null,"中国","2011-11-01","教学","呈贡校区建设费","张恒"]
[69,"轻化工程专业实验室","2011000984","药品柜","1000*470*2000","铝木结构",1000,"昆明科奥特实验室设备有限公司",null,"中国","2011-11-01","教学","呈贡校区建设费","张恒"]
[70,"轻化工程专业实验室","2011000985","药品柜","1000*470*2000","铝木结构",1000,"昆明科奥特实验室设备有限公司",null,"中国","2011-11-01","教学","呈贡校区建设费","张恒"]
[71,"轻化工程专业实验室","2011000986","药品柜","1000*470*2000","铝木结构",1000,"昆明科奥特实验室设备有限公司",null,"中国","2011-11-01","教学","呈贡校区建设费","张恒"]
[72,"轻化工程专业实验室","2011000987","药品柜","1000*470*2000","铝木结构",1000,"昆明科奥特实验室设备有限公司",null,"中国","2011-11-01","教学","呈贡校区建设费","张恒"]
[73,"轻化工程专业实验室","2011000988","药品柜","1000*470*2000","铝木结构",1000,"昆明科奥特实验室设备有限公司",null,"中国","2011-11-01","教学","呈贡校区建设费","张恒"]
[74,"轻化工程专业实验室","2011000989","药品柜","1000*470*2000","铝木结构",1000,"昆明科奥特实验室设备有限公司",null,"中国","2011-11-01","教学","呈贡校区建设费","张恒"]
[75,"轻化工程专业实验室","2011000990","药品柜","1000*470*2000","铝木结构",1000,"昆明科奥特实验室设备有限公司",null,"中国","2011-11-01","教学","呈贡校区建设费","张恒"]
[76,"轻化工程专业实验室","2014003464","摇床","Ecotron","最大容量:25个100mL",59000,"瑞士INFORS公司","瑞士INFORS","瑞士","2013-07-12","教学","中央财政专项资金","张恒"]
[77,"轻化工程专业实验室","20057233","氧漂小群罐","ZQS1-1FII","1升/只0.8MPa",6000,"陕西科技大学机械厂",null,"中国","2005-11-01","科研","科研费","周学飞"]
[78,"轻化工程专业实验室","20164d0261","氧弹量热量仪","C200","用于测量液体和固体样品的热值，符合标准: DIN 51900,ISO 1928, ASTM D240, ASTM D4809, ASTM D5865, ASTM D1989",127636.82,"广州仪科实验室技术有限公司","IKA","中国","2013-07-08","教学","德元贷款"]
[79,"轻化工程专业实验室","20022752","研磨机","*","*",3098,"广州",null,"中国","2002-03-01","科研","科研费","张恒"]
[80,"轻化工程专业实验室","2014000954","循环真空泵","SHB-（D）III","最大真空度：0.098MP，功率180w",1450,"巩义市予华仪器制造有限公司","予华","中国","2013-10-10","科研","科研费","张恒"]
[81,"轻化工程专业实验室","2014000955","循环真空泵","SHB-（D）III","最大真空度：0.098MP，功率180w",1450,"巩义市予华仪器制造有限公司","予华","中国","2013-10-10","科研","科研费","张恒"]
[82,"轻化工程专业实验室","20052681","循环水式多用真空泵","SHB-95B","真空度0.085MPa",2064,"郑州科工贸公司",null,"中国","2005-05-01","教学","教学设备费","张恒"]
[83,"轻化工程专业实验室","2013412093","循环水式多用真空泵","SHB-B88","功率180w，极限真空0.098mpa，抽量10L/min",4500,"郑州长城工贸有限公司","长城","中国","2013-09-20","科研","科研费","张恒"]
[84,"轻化工程专业实验室","20022918","循环水多用真空泵","SGB-B95A","*",2500,"郑洲长城科工贸有限公",null,"中国","2002-06-01","科研","科研费","张恒"]
[85,"轻化工程专业实验室","2014003984","循环冷却器","DL-400","功率500w，温度范围：-15℃-室温。",4950,"郑州长城科工贸有限公司","长城","中国","2014-08-15","科研","科研费","张恒"]
[86,"轻化工程专业实验室","2014003985","循环冷却器","DL-400","功率500w，温度范围：-15℃-室温。",4950,"郑州长城科工贸有限公司","长城","中国","2014-08-15","科研","科研费","张恒"]
[87,"轻化工程专业实验室","2013002386","旋转蒸发仪","RE-5205","旋转速度：0-100转/分",11500,"上海亚荣生化仪器厂",null,"中国","2013-01-01","教学","科研基础平台经费","张恒"]
[88,"轻化工程专业实验室","2013412956","小型旋转蒸发器","RE-52CS","容量0.25-2L转速0-150转/分功率1000W",1650,"上海亚荣生化仪器厂","上海亚荣","中国","2011-02-14","教学","呈贡校区建设费","张恒"]
[89,"轻化工程专业实验室","20103485","小型离心机","MiNi200型","3000转/分",5500,"连云港机械制造厂",null,"中国","2010-09-01","科研","科研费","张恒"]
[90,"轻化工程专业实验室","20063197","小群罐","IF1.5","1.5升",3500,"陕西科技大学机械厂",null,"中国","2006-08-01","科研","科研费","张恒"]
[91,"轻化工程专业实验室","20099905","小群罐","ZQSI-1FⅡ","单只容量1升",6000,"陕西科技大学机械厂",null,"中国","2009-11-01","教学","教学设备费","张恒"]
[92,"轻化工程专业实验室","2011010416","肖伯尔－瑞格勒式打浆度测定仪","PN-SDJ100","测量范围：0～100°SR，分度值：1°SR",4900,"杭州品享科技有限公司",null,"中国","2011-12-01","教学","呈贡校区建设费","张恒"]
[93,"轻化工程专业实验室","2011010417","肖伯尔－瑞格勒式打浆度测定仪","PN-SDJ100","测量范围：0～100°SR，分度值：1°SR",4900,"杭州品享科技有限公司",null,"中国","2011-12-01","教学","呈贡校区建设费","张恒"]
[94,"轻化工程专业实验室","20074587","纤维质量分析仪","LDA02","纤维长度0.02-10mm",580000,"Optest公司",null,"加拿大","2007-11-01","教学","教学设备费","张恒"]
[95,"轻化工程专业实验室","2013002391","纤维长度分析仪","Y111A","前罗拉直径φ8mm；后罗拉直径φ16 mm；皮棍直径φ17",3200,"常州华纺纺织仪器有限公司",null,"中国","2013-01-01","教学","科研基础平台经费","张恒"]
[96,"轻化工程专业实验室","2013002393","纤维细度分析仪","YG002","测量范围：2~ 200μm，精度0.1μm",24000,"常州市华纺纺织仪器有限公司",null,"中国","2013-01-01","教学","科研基础平台经费","张恒"]
[97,"轻化工程专业实验室","20060713","系统显微镜","徕卡DM1000","放大倍数40-1500X",95800,"德国徕卡仪器公司",null,"德国","2006-02-01","教学","重点学科建设经费","张恒"]
[98,"轻化工程专业实验室","11027317","洗衣机","XQB60-628B","GB/T4288-2008",1198,"浙江天陆电器公司",null,"中国","2011-12-01","科研","科研费","周学飞"]
[99,"轻化工程专业实验室","20053252","微型计算机","DELL M221119","*",5312.97,"戴尔有限公司",null,"中国","2005-11-01","科研","科研费","张恒"]
[100,"轻化工程专业实验室","20053253","微型计算机","DELL M221119","*",5312.97,"戴尔有限公司",null,"中国","2005-11-01","科研","科研费","张恒"]
[101,"轻化工程专业实验室","20060714","微型计算机","联想扬天M4600C","512M/80G/17\"液晶",8000,"联想集团",null,"中国","2006-02-01","教学","重点学科建设经费","张恒"]
[102,"轻化工程专业实验室","20063328","微型计算机","HP Pavtlion a1525cn","AMD64*2/448M/Dual",4999,"惠普公司",null,"中国","2006-11-01","科研","科研费","陈克利"]
[103,"轻化工程专业实验室","20091142","微型计算机","联想 KX6520","Q8200/2*2G/320G",5000,"联想集团公司",null,"中国","2009-04-01","科研","科研费","何洁"]
[104,"轻化工程专业实验室","2016001802","微型计算机","兼容机","酷睿i5  CPU型号：Intel 酷睿i5 4570S  ",3300,"云南华东电脑科技有限公司","兼容机","中国","2016-02-02","教学","重点学科建设经费","陈克利"]
[105,"轻化工程专业实验室","2016001803","微型计算机","惠普680G1"," i5-4460S 处理器 (6M 缓存 3.40 GHz",4600,"上海惠普有限公司","惠普","中国","2016-02-02","教学","重点学科建设经费","陈克利"]
[106,"轻化工程专业实验室","2016001804","微型计算机","惠普680G1"," i5-4460S 处理器 (6M 缓存 3.40 GHz",4600,"上海惠普有限公司","惠普","中国","2016-02-02","教学","重点学科建设经费","陈克利"]
[107,"轻化工程专业实验室","2016001805","微型计算机","惠普680G1"," i5-4460S 处理器 (6M 缓存 3.40 GHz",4600,"上海惠普有限公司","惠普","中国","2016-02-02","教学","重点学科建设经费","陈克利"]
[108,"轻化工程专业实验室","11027589","微型高压反应釜","SLM250","有效容积250ml",27500,"北京世纪森朗仪器公司",null,"中国","2011-12-01","科研","科研费","周学飞"]
[109,"轻化工程专业实验室","2013002398","通用研磨机","M20","最大转速 [1/min] ：20000",35000,"IKA广州公司",null,"中国","2013-01-01","教学","科研基础平台经费","张恒"]
[110,"轻化工程专业实验室","2011001031","通风系统","TF-22","风速0.5米/秒，噪声小于60分贝",26360,"昆明科奥特实验室设备有限公司",null,"中国","2011-11-01","教学","呈贡校区建设费","张恒"]
[111,"轻化工程专业实验室","2011001032","通风系统","TF-24","风速0.5米/秒",2680,"昆明科奥特实验室设备有限公司",null,"中国","2011-11-01","教学","呈贡校区建设费","张恒"]
[112,"轻化工程专业实验室","2011001033","通风系统","TF-24","风速0.5米/秒",2680,"昆明科奥特实验室设备有限公司",null,"中国","2011-11-01","教学","呈贡校区建设费","张恒"]
[113,"轻化工程专业实验室","2011001034","通风系统","TF-25、26、27","风速0.5米/秒，噪声小于60分贝",31740,"昆明科奥特实验室设备有限公司",null,"中国","2011-11-01","教学","呈贡校区建设费","张恒"]
[114,"轻化工程专业实验室","2011001035","通风系统","TF-25、26、27","风速0.5米/秒，噪声小于60分贝",31740,"昆明科奥特实验室设备有限公司",null,"中国","2011-11-01","教学","呈贡校区建设费","张恒"]
[115,"轻化工程专业实验室","2011001036","通风系统","TF-25、26、27","风速0.5米/秒，噪声小于60分贝",31740,"昆明科奥特实验室设备有限公司",null,"中国","2011-11-01","教学","呈贡校区建设费","张恒"]
[116,"轻化工程专业实验室","2011001037","通风系统","TF-28","风速0.5米/秒，噪声小于60分贝",32175,"昆明科奥特实验室设备有限公司",null,"中国","2011-11-01","教学","呈贡校区建设费","张恒"]
[117,"轻化工程专业实验室","2011000950","通风柜","1500*850*2350","钢木结构",8800,"昆明科奥特实验室设备有限公司",null,"中国","2011-11-01","教学","呈贡校区建设费","张恒"]
[118,"轻化工程专业实验室","2011000951","通风柜","1500*850*2350","钢木结构",8800,"昆明科奥特实验室设备有限公司",null,"中国","2011-11-01","教学","呈贡校区建设费","张恒"]
[119,"轻化工程专业实验室","2011000952","通风柜","1500*850*2350","钢木结构",8800,"昆明科奥特实验室设备有限公司",null,"中国","2011-11-01","教学","呈贡校区建设费","张恒"]
[120,"轻化工程专业实验室","2011000953","通风柜","1500*850*2350","钢木结构",8800,"昆明科奥特实验室设备有限公司",null,"中国","2011-11-01","教学","呈贡校区建设费","张恒"]
[121,"轻化工程专业实验室","2011000954","通风柜","1500*850*2350","钢木结构",8800,"昆明科奥特实验室设备有限公司",null,"中国","2011-11-01","教学","呈贡校区建设费","张恒"]
[122,"轻化工程专业实验室","2013003131","调压器","TSGC2-9","额定功率9kVA，3相，输出电压0~430V",1200,"德力西电器有限公司",null,"中国","2013-04-01","科研","科研费","张恒"]
[123,"轻化工程专业实验室","2013003132","调压器","TSGC2-9","额定功率9kVA，3相，输出电压0~430V",1200,"德力西电器有限公司",null,"中国","2013-04-01","科研","科研费","张恒"]
[124,"轻化工程专业实验室","2014003986","调压器","TSGC2-9KVA","输入电压380v，输出电压0—430v",1200,"德力西集团有限公司","德力西","中国","2014-08-20","科研","科研费","张恒"]
[125,"轻化工程专业实验室","2013411939","台式离心机","SS200","工作容量2.8L，内胆直径200mm，转速3000r/min",5280,"张家港市恒安机械制造有限公司","恒安","中国","2013-09-25","科研","科研费","张恒"]
[126,"轻化工程专业实验室","2012005248","酸度计","DELTA-320S","pH测量范围：0.00~14.00，分辨率：0.01.",2002,"梅特勒-托利多（上海）仪器有限公司",null,"中国","2012-09-01","教学","教学设备费","张恒"]
[127,"轻化工程专业实验室","2013411876","水箱","高1.5m，直径1.6m，圆柱形不锈钢桶","可蓄水1吨",4000,"昆明恒津科技有限公司","定制","中国","2013-06-05","教学","科研费","张恒"]
[128,"轻化工程专业实验室","2013411877","水箱","高1.5m，直径1.6m，圆柱形不锈钢桶","可蓄水1吨",4000,"昆明恒津科技有限公司","定制","中国","2013-06-05","教学","科研费","张恒"]
[129,"轻化工程专业实验室","2014001578","水利碎浆机","TD13-12","处理浆能力：最多600克绝干浆；处理纸浆浓度：10%～15%",23500,"咸阳通达轻工设备有限公司","通达","中国","2013-09-26","科研","科研费","张恒"]
[130,"轻化工程专业实验室","2013002400","水环真空泵","SHB-ⅢS","流量80L/min；扬程10m",1200,"郑州长城科工贸有限公司",null,"中国","2013-01-01","教学","科研基础平台经费","张恒"]
[131,"轻化工程专业实验室","2013002401","水环真空泵","SHB-ⅢS","流量80L/min；扬程10m",1200,"郑州长城科工贸有限公司",null,"中国","2013-01-01","教学","科研基础平台经费","张恒"]
[132,"轻化工程专业实验室","2013002402","水环真空泵","SHB-ⅢS","流量80L/min；扬程10m",1200,"郑州长城科工贸有限公司",null,"中国","2013-01-01","教学","科研基础平台经费","张恒"]
[133,"轻化工程专业实验室","2013002403","水环真空泵","SHB-ⅢS","流量80L/min；扬程10m",1200,"郑州长城科工贸有限公司",null,"中国","2013-01-01","教学","科研基础平台经费","张恒"]
[134,"轻化工程专业实验室","2013412344","水环真空泵","SHZ-D型","最大正空度0.08MP",1450,"巩义市予华仪器有限公司","予华","中国","2013-09-12","科研","科研费","张恒"]
[135,"轻化工程专业实验室","2013412345","水环真空泵","SHZ-D型","最大正空度0.08MP",1450,"巩义市予华仪器有限公司","予华","中国","2013-09-12","科研","科研费","张恒"]
[136,"轻化工程专业实验室","2013002395","双通道微量注射泵","KDS200P","注射器尺寸：10 μl ~140 ml",20000,"美国KD Scientific公司",null,"美国","2013-01-01","教学","科研基础平台经费","张恒"]
[137,"轻化工程专业实验室","20053198","双目显微镜","XSP-2CA","40-1600倍",2450,"上海光学仪器五厂",null,"中国","2005-07-01","科研","科研费","张恒"]
[138,"轻化工程专业实验室","20054880","双目显微镜","XSP-2CA","40-600倍",2450,"上海光学仪器五厂",null,"中国","2005-09-01","科研","科研费","张恒"]
[139,"轻化工程专业实验室","2012005249","双目生物显微镜","YS2","消色差物镜4×，10×，20×，40×。",6248,"南京江南永新光学有限公司",null,"中国","2012-09-01","教学","教学设备费","张恒"]
[140,"轻化工程专业实验室","2012005250","双目生物显微镜","YS2","消色差物镜4×，10×，20×，40×。",6248,"南京江南永新光学有限公司",null,"中国","2012-09-01","教学","教学设备费","张恒"]
[141,"轻化工程专业实验室","20164d0228","数显搅拌器","RW 20 digital","两个速度档位(高低速档)，范围为60-2000rpm",4069.53,"广州仪科实验室技术有限公司","IKA","中国","2013-07-08","教学","德元贷款"]
[142,"轻化工程专业实验室","20164d0229","数显搅拌器","RW 20 digital","两个速度档位(高低速档)，范围为60-2000rpm",4069.53,"广州仪科实验室技术有限公司","IKA","中国","2013-07-08","教学","德元贷款"]
[143,"轻化工程专业实验室","20164d0230","数显搅拌器","RW 20 digital","两个速度档位(高低速档)，范围为60-2000rpm",4069.53,"广州仪科实验室技术有限公司","IKA","中国","2013-07-08","教学","德元贷款"]
[144,"轻化工程专业实验室","20164d0231","数显搅拌器","RW 20 digital","两个速度档位(高低速档)，范围为60-2000rpm",4069.53,"广州仪科实验室技术有限公司","IKA","中国","2013-07-08","教学","德元贷款"]
[145,"轻化工程专业实验室","20164d0232","数显搅拌器","RW 20 digital","两个速度档位(高低速档)，范围为60-2000rpm",4069.53,"广州仪科实验室技术有限公司","IKA","中国","2013-07-08","教学","德元贷款"]
[146,"轻化工程专业实验室","20164d0233","数显搅拌器","RW 20 digital","两个速度档位(高低速档)，范围为60-2000rpm",4069.53,"广州仪科实验室技术有限公司","IKA","中国","2013-07-08","教学","德元贷款"]
[147,"轻化工程专业实验室","20164d0234","数显搅拌器","RW 20 digital","两个速度档位(高低速档)，范围为60-2000rpm",4069.53,"广州仪科实验室技术有限公司","IKA","中国","2013-07-08","教学","德元贷款"]
[148,"轻化工程专业实验室","20164d0235","数显搅拌器","RW 20 digital","两个速度档位(高低速档)，范围为60-2000rpm",4069.53,"广州仪科实验室技术有限公司","IKA","中国","2013-07-08","教学","德元贷款"]
[149,"轻化工程专业实验室","20053194","数码相机","佳能Pro1","800万像素",6650,"佳能公司",null,"日本","2005-06-01","科研","科研费","张恒"]
[150,"轻化工程专业实验室","2011010415","疏解机","GBJ-A","容器内部尺寸：Φ152×191mm",8700,"长春市月明小型试验机有限责任公司",null,"中国","2011-12-01","教学","呈贡校区建设费","张恒"]
[151,"轻化工程专业实验室","20054885","试剂架","2000*300*600","木质",1060,"昆明新艺实验家具厂",null,"中国","2005-09-01","科研","科研费","张恒"]
[152,"轻化工程专业实验室","20054886","试剂架","2000*300*600","木质",1060,"昆明新艺实验家具厂",null,"中国","2005-09-01","科研","科研费","张恒"]
[153,"轻化工程专业实验室","2014003463","试管细胞分散机","UTTD control","速度范围：400～8000 rpm",9600,"德国IKA广州仪科实验室技术有限公司","德国IKA广州","中国","2013-07-12","教学","中央财政专项资金","张恒"]
[154,"轻化工程专业实验室","2011000957","实验货架","1200*550*2000","钢架结构",1050,"昆明科奥特实验室设备有限公司",null,"中国","2011-11-01","教学","呈贡校区建设费","张恒"]
[155,"轻化工程专业实验室","2011000958","实验货架","1200*550*2000","钢架结构",1050,"昆明科奥特实验室设备有限公司",null,"中国","2011-11-01","教学","呈贡校区建设费","张恒"]
[156,"轻化工程专业实验室","2011000959","实验货架","1200*550*2000","钢架结构",1050,"昆明科奥特实验室设备有限公司",null,"中国","2011-11-01","教学","呈贡校区建设费","张恒"]
[157,"轻化工程专业实验室","2011000960","实验货架","1200*550*2000","钢架结构",1050,"昆明科奥特实验室设备有限公司",null,"中国","2011-11-01","教学","呈贡校区建设费","张恒"]
[158,"轻化工程专业实验室","2011000961","实验货架","1200*550*2000","钢架结构",1050,"昆明科奥特实验室设备有限公司",null,"中国","2011-11-01","教学","呈贡校区建设费","张恒"]
[159,"轻化工程专业实验室","2011000962","实验货架","1200*550*2000","钢架结构",1050,"昆明科奥特实验室设备有限公司",null,"中国","2011-11-01","教学","呈贡校区建设费","张恒"]
[160,"轻化工程专业实验室","2011000963","实验货架","1200*550*2000","钢架结构",1050,"昆明科奥特实验室设备有限公司",null,"中国","2011-11-01","教学","呈贡校区建设费","张恒"]
[161,"轻化工程专业实验室","2011000964","实验货架","1200*550*2000","钢架结构",1050,"昆明科奥特实验室设备有限公司",null,"中国","2011-11-01","教学","呈贡校区建设费","张恒"]
[162,"轻化工程专业实验室","2013412960","实验高温炉","SX2-4-10","炉膛尺寸300×200×120MM功率4KW温度1000℃",1000,"上海崇明实验仪器厂","上海崇明","中国","2011-02-14","教学","呈贡校区建设费","张恒"]
[163,"轻化工程专业实验室","20164d0265","石墨消解仪","SC150","25孔，最高150℃，800w",40438.51,"美国EE公司","EE","美国","2013-07-08","教学","德元贷款"]
[164,"轻化工程专业实验室","2013002414","生物显微镜升级成像系统","DM1000","解析度 5百万象素: 2560x1920, 2/3\" CCD",78000,"德国徕卡公司",null,"德国","2013-01-01","教学","科研基础平台经费","张恒"]
[165,"轻化工程专业实验室","20061080","生化培养箱","SPX-128","0-50℃",4350,"宁波江南仪器厂",null,"中国","2006-04-01","科研","科研费","周学飞"]
[166,"轻化工程专业实验室","20120958","色度计","SD-2","色度0-500",2500,"上海悦丰仪器公司",null,"中国","2012-06-01","科研","科研费","孙兵"]
[167,"轻化工程专业实验室","2013002396","熔点仪","MP70","室温～350℃；温度分辨率：0.1℃",82000,"瑞士梅特勒－托利多公司",null,"瑞士","2013-01-01","教学","科研基础平台经费","张恒"]
[168,"轻化工程专业实验室","2011000995","器皿柜","1000*470*2000","铝木结构",1100,"昆明科奥特实验室设备有限公司",null,"中国","2011-11-01","教学","呈贡校区建设费","张恒"]
[169,"轻化工程专业实验室","2011000996","器皿柜","1000*470*2000","铝木结构",1100,"昆明科奥特实验室设备有限公司",null,"中国","2011-11-01","教学","呈贡校区建设费","张恒"]
[170,"轻化工程专业实验室","2011000997","器皿柜","1000*470*2000","铝木结构",1100,"昆明科奥特实验室设备有限公司",null,"中国","2011-11-01","教学","呈贡校区建设费","张恒"]
[171,"轻化工程专业实验室","2011000998","器皿柜","1000*470*2000","铝木结构",1100,"昆明科奥特实验室设备有限公司",null,"中国","2011-11-01","教学","呈贡校区建设费","张恒"]
[172,"轻化工程专业实验室","2011000999","器皿柜","1000*470*2000","铝木结构",1100,"昆明科奥特实验室设备有限公司",null,"中国","2011-11-01","教学","呈贡校区建设费","张恒"]
[173,"轻化工程专业实验室","2011001000","器皿柜","1000*470*2000","铝木结构",1100,"昆明科奥特实验室设备有限公司",null,"中国","2011-11-01","教学","呈贡校区建设费","张恒"]
[174,"轻化工程专业实验室","2011001001","器皿柜","1000*470*2000","铝木结构",1100,"昆明科奥特实验室设备有限公司",null,"中国","2011-11-01","教学","呈贡校区建设费","张恒"]
[175,"轻化工程专业实验室","11024225","气相色谱柱","DB-5","30m*0.32mm*0.25um",5600,"安捷伦公司",null,"美国","2011-09-01","科研","科研费","张恒"]
[176,"轻化工程专业实验室","2011000924","气瓶柜","900*450*1800","钢木结构",2600,"昆明科奥特实验室设备有限公司",null,"中国","2011-11-01","教学","呈贡校区建设费","张恒"]
[177,"轻化工程专业实验室","2011000925","气瓶柜","900*450*1800","钢木结构",2600,"昆明科奥特实验室设备有限公司",null,"中国","2011-11-01","教学","呈贡校区建设费","张恒"]
[178,"轻化工程专业实验室","2011000926","气瓶柜","900*450*1800","钢木结构",2600,"昆明科奥特实验室设备有限公司",null,"中国","2011-11-01","教学","呈贡校区建设费","张恒"]
[179,"轻化工程专业实验室","2011000927","气瓶柜","900*450*1800","钢木结构",2600,"昆明科奥特实验室设备有限公司",null,"中国","2011-11-01","教学","呈贡校区建设费","张恒"]
[180,"轻化工程专业实验室","2011000928","气瓶柜","900*450*1800","钢木结构",2600,"昆明科奥特实验室设备有限公司",null,"中国","2011-11-01","教学","呈贡校区建设费","张恒"]
[181,"轻化工程专业实验室","2011000929","气瓶柜","900*450*1800","钢木结构",2600,"昆明科奥特实验室设备有限公司",null,"中国","2011-11-01","教学","呈贡校区建设费","张恒"]
[182,"轻化工程专业实验室","2011000930","气瓶柜","900*450*1800","钢木结构",2600,"昆明科奥特实验室设备有限公司",null,"中国","2011-11-01","教学","呈贡校区建设费","张恒"]
[183,"轻化工程专业实验室","2011000931","气瓶柜","900*450*1800","钢木结构",2600,"昆明科奥特实验室设备有限公司",null,"中国","2011-11-01","教学","呈贡校区建设费","张恒"]
[184,"轻化工程专业实验室","2011000932","气瓶柜","900*450*1800","钢木结构",2600,"昆明科奥特实验室设备有限公司",null,"中国","2011-11-01","教学","呈贡校区建设费","张恒"]
[185,"轻化工程专业实验室","19851672","磨浆机","*","*",28000,"吉林造纸厂",null,"中国","1985-07-01","教学","教学设备费","张恒"]
[186,"轻化工程专业实验室","2013002404","灭菌锅","LDZX-50KB","容积50L，功率3.5KW",9400,"上海申安医疗器械",null,"中国","2013-01-01","教学","科研基础平台经费","张恒"]
[187,"轻化工程专业实验室","20041121","毛细管柱","SPB-5","*",3980,"美国Supelco公司",null,"美国","2004-05-01","科研","科研费","张恒"]
[188,"轻化工程专业实验室","2013003133","冷却水循环泵","DLSB-5/25","流量35L/min,调温范围-26~98℃，恒温精度0.1℃",5000,"巩义市予华仪器有限公司",null,"中国","2013-04-01","科研","科研费","张恒"]
[189,"轻化工程专业实验室","20080589","冷冻切片机","Leica CM1850","切片范围1-60um",156000,"徕卡仪器有限公司",null,"德国","2008-03-01","教学","教学设备费","张恒"]
[190,"轻化工程专业实验室","20063008","冷冻干燥器","LGJ-10","最低温度-40℃",22800,"郑州长城科学仪器公司",null,"中国","2006-01-01","科研","科研费","张恒"]
[191,"轻化工程专业实验室","20072923","冷藏冷冻柜","海尔FCD-217GSA","卧式双层门217升",1870,"海尔集团公司",null,"中国","2007-10-01","科研","科研费","张恒"]
[192,"轻化工程专业实验室","19950259","老化试验箱","401A","*",6940,"上海实验仪器总厂",null,"中国","1995-10-01","教学","教学设备费","张恒"]
[193,"轻化工程专业实验室","11024799","可调取样刀","DRK114B","切取试样范围380*220",4480,"济南德瑞克仪器公司",null,"中国","2011-09-01","教学","呈贡校区建设费","张恒"]
[194,"轻化工程专业实验室","20102239","可勃吸水性测定仪","ZB-Cobb125","依吸水性测定国标",2600,"杭州纸邦仪器公司",null,"中国","2010-06-01","科研","科研费","张恒"]
[195,"轻化工程专业实验室","20154d0522","颗粒胶体电荷自动检测仪","PCD-05","信号输出：流动电势±2500mV，测量范围：0.01ml~20.00ml，相对标准偏差：< 0.1%",218217.36,"思百吉中国有限公司","BTG","德国","2013-07-08","教学","德元贷款","高欣"]
[196,"轻化工程专业实验室","20081202","精密稳压电源","JJW-5KVA","180-265V电压范围",1930,"上海百纳德电子公司",null,"中国","2008-04-01","科研","科研费","张恒"]
[197,"轻化工程专业实验室","11027103","精密PH计","PHS-3C","范围：0-14",1100,"上海虹益仪器公司",null,"中国","2011-11-01","教学","教学设备费","张恒"]
[198,"轻化工程专业实验室","20054881","精密PH计","DHS-3C","精度0.01PH",2650,"上海精密科学仪器公司",null,"中国","2005-09-01","科研","科研费","张恒"]
[199,"轻化工程专业实验室","20116005","搅拌器","RW20","60-2000r/min",3470,"广州IKA机械设备公司",null,"中国","2011-05-01","科研","科研费","张恒"]
[200,"轻化工程专业实验室","2011001028","角柜","1000*1000*800","钢木结构",1500,"昆明科奥特实验室设备有限公司",null,"中国","2011-11-01","教学","呈贡校区建设费","张恒"]
[201,"轻化工程专业实验室","2011001029","角柜","1000*1000*800","钢木结构",1500,"昆明科奥特实验室设备有限公司",null,"中国","2011-11-01","教学","呈贡校区建设费","张恒"]
[202,"轻化工程专业实验室","2011001030","角柜","1000*1000*800","钢木结构",1500,"昆明科奥特实验室设备有限公司",null,"中国","2011-11-01","教学","呈贡校区建设费","张恒"]
[203,"轻化工程专业实验室","20164d0236","加热磁力搅拌器","C-MAG HS10","搅拌粘性物料，最大搅拌量为15L（水），最高温度550℃",6244.94,"广州仪科实验室技术有限公司","IKA","中国","2013-07-08","教学","德元贷款"]
[204,"轻化工程专业实验室","20164d0237","加热磁力搅拌器","C-MAG HS10","搅拌粘性物料，最大搅拌量为15L（水），最高温度550℃",6244.94,"广州仪科实验室技术有限公司","IKA","中国","2013-07-08","教学","德元贷款"]
[205,"轻化工程专业实验室","20164d0238","加热磁力搅拌器","C-MAG HS10","搅拌粘性物料，最大搅拌量为15L（水），最高温度550℃",6244.94,"广州仪科实验室技术有限公司","IKA","中国","2013-07-08","教学","德元贷款"]
[206,"轻化工程专业实验室","20060715","激光打印机","HP1020","*",1000,"惠普科技公司",null,"中国","2006-02-01","教学","重点学科建设经费","张恒"]
[207,"轻化工程专业实验室","20071629","机械搅拌机","RW 20n","70W 0-2000rpm",2800,"IKA公司",null,"中国","2007-07-01","科研","科研费","张恒"]
[208,"轻化工程专业实验室","2013002407","烘箱","101-2B","工作电压220V/50Hz，额定功率2.5kw",3500,"北京永光明医疗仪器",null,"中国","2013-01-01","教学","科研基础平台经费","张恒"]
[209,"轻化工程专业实验室","2013002408","烘箱","101-2B","工作电压220V/50Hz，额定功率2.5kw",3500,"北京永光明医疗仪器",null,"中国","2013-01-01","教学","科研基础平台经费","张恒"]
[210,"轻化工程专业实验室","20053199","恒温水浴振荡器","SHA-C","300次/分 水温95℃",3450,"金坛市新航仪器厂",null,"中国","2005-07-01","科研","科研费","张恒"]
[211,"轻化工程专业实验室","20063147","恒温恒湿培养箱","LRH-250-HS","5-60℃ 35-95％RH",10300,"广东医疗器械厂",null,"中国","2006-04-01","科研","科研费","张恒"]
[212,"轻化工程专业实验室","20041120","恒流泵","HL-2B","*",1650,"上海精密科技公司",null,"中国","2004-05-01","科研","科研费","张恒"]
[213,"轻化工程专业实验室","2011006368","海尔冷柜","BC/BD-379H","额定电压/频率：220V/50HZ",2266,"海尔集团有限公司",null,"中国","2011-12-01","教学","呈贡校区建设费","张恒"]
[214,"轻化工程专业实验室","2011000942","高温台","5500*800*800","钢木结构",7590,"昆明科奥特实验室设备有限公司",null,"中国","2011-11-01","教学","呈贡校区建设费","张恒"]
[215,"轻化工程专业实验室","20154d0523","高温高压反应釜","PARR 4547","容积1200mL， 最高压力温度极限：350℃",313166.9,"Parr公司/北京东方圣隆达科技有限公司（代理）","PARR","美国","2013-07-08","教学","德元贷款","彭林才"]
[216,"轻化工程专业实验室","20154d0524","高速冷冻离心机","GL-21M","最高转速：21000r/min，最大相对离心力：47400×g，最大容量：6×600ml，转速精度：±50r/min",103412.14,"湖南赛特湘仪离心机仪器有限公司","卢湘仪","中国","2013-07-08","教学","德元贷款","刘玉新"]
[217,"轻化工程专业实验室","2013002394","高精度稳定静电高压发生器","EST705","输入电压AC220V/50Hz，输出0～-80KV",70000,"深圳市恩慈电子有限公司",null,"中国","2013-01-01","教学","科研基础平台经费","张恒"]
[218,"轻化工程专业实验室","20081203","高纯氢气瓶","010426","13.5Mpa",1360,"昆明梅塞尔气体公司",null,"中国","2008-04-01","科研","科研费","张恒"]
[219,"轻化工程专业实验室","20081204","高纯氮气瓶","223198","13.5Mpa",1270,"昆明梅塞尔气体公司",null,"中国","2008-04-01","科研","科研费","张恒"]
[220,"轻化工程专业实验室","2013002413","多岐管压盖型冷冻干燥机","LGJ-18S","冷阱盘管温度：<-60℃ ；真空度：<10Pa",52000,"北京松源华兴科技发展有限公司",null,"中国","2013-01-01","教学","科研基础平台经费","张恒"]
[221,"轻化工程专业实验室","20074553","多功能一体机","MFC7420","分辨率2400*60dpi",2300,"兄弟商业公司",null,"中国","2007-11-01","科研","科研费","周学飞"]
[222,"轻化工程专业实验室","2013411940","多层微孔滤膜过滤器","CRA10C-150","十层不锈钢滤板，耐压2MP，每小时处理水样2吨",8950,"上海兴亚净化材料厂","鑫晶","中国","2013-09-20","科研","科研费","张恒"]
[223,"轻化工程专业实验室","20154d0520","动态滤水保留率游离度仪","DFR-05","搅拌室体积：1000ml，样品体积：1000ml，样品浓度：0.2% - 2.0%",331690.39,"思百吉中国有限公司","BTG","德国","2013-07-08","教学","德元贷款","高欣"]
[224,"轻化工程专业实验室","2011000955","顶吸式通风罩","1500*900*1500","塑钢结构",2860,"昆明科奥特实验室设备有限公司",null,"中国","2011-11-01","教学","呈贡校区建设费","张恒"]
[225,"轻化工程专业实验室","2011000956","顶吸式通风罩","1500*900*1500","塑钢结构",2860,"昆明科奥特实验室设备有限公司",null,"中国","2011-11-01","教学","呈贡校区建设费","张恒"]
[226,"轻化工程专业实验室","20080039","电子天平","AL204/01","210g 精度0.0001g",7000,"梅特勒-托利多公司",null,"中国","2008-01-01","科研","科研费","张恒"]
[227,"轻化工程专业实验室","20081061","电子天平","AL204","可读性0.1mg",6700,"梅特勒托利多仪器公司",null,"中国","2008-04-01","教学","教学设备费","张恒"]
[228,"轻化工程专业实验室","20081062","电子天平","AL204","可读性0.1mg",6700,"梅特勒托利多仪器公司",null,"中国","2008-04-01","教学","教学设备费","张恒"]
[229,"轻化工程专业实验室","2013002399","电子天平","PL403","量程：0-410g，精度：0.001g",8000,"梅特勒公司",null,"中国","2013-01-01","教学","科研基础平台经费","张恒"]
[230,"轻化工程专业实验室","2013002409","电子天平","AL204","最大称量值：210g，0.0001g",8500,"梅特勒公司",null,"中国","2013-01-01","教学","科研基础平台经费","张恒"]
[231,"轻化工程专业实验室","2013002410","电子天平","AL204","最大称量值：210g，0.0001g",8500,"梅特勒公司",null,"中国","2013-01-01","教学","科研基础平台经费","张恒"]
[232,"轻化工程专业实验室","2013002411","电子天平","AL204","最大称量值：210g，0.0001g",8500,"梅特勒公司",null,"中国","2013-01-01","教学","科研基础平台经费","张恒"]
[233,"轻化工程专业实验室","2013002412","电子天平","AL204","最大称量值：210g，0.0001g",8500,"梅特勒公司",null,"中国","2013-01-01","教学","科研基础平台经费","张恒"]
[234,"轻化工程专业实验室","2014003983","电子天平","MS16001LE","分度值100mg，最大称量12000g",28000,"梅特勒-托利多","梅特勒-托利多","中国","2014-02-25","科研","科研费","张恒"]
[235,"轻化工程专业实验室","20154d0525","电子天平","MS105DU","可读性：0.01/0.1mg，最大称量值：31/120g",17910.48,"梅特勒-托利多仪器（上海）有限公司","梅特勒-托利多","瑞士","2013-07-08","教学","德元贷款","高欣"]
[236,"轻化工程专业实验室","2012002324","电子拉力试验机","DRK101A","规格（N）：100,500，负荷测量精度：一级，速度范围：1",20700,"济南德瑞克仪器有限公司",null,"中国","2012-03-01","教学","呈贡校区建设费","张恒"]
[237,"轻化工程专业实验室","20041118","电子分析天平","FA2004","1/10000精度200G",7750,"上海精密科学仪器公司",null,"中国","2004-05-01","科研","科研费","张恒"]
[238,"轻化工程专业实验室","2013002392","电子单纤维强力仪","YG004D","量程、分辨率：200cN±0.5%，0.01cN",30000,"常州华纺纺织仪器有限公司",null,"中国","2013-01-01","教学","科研基础平台经费","张恒"]
[239,"轻化工程专业实验室","20071628","电子秤","LP 100","最大称量100g 0.01g",1800,"东生兴业有限公司",null,"中国","2007-07-01","科研","科研费","张恒"]
[240,"轻化工程专业实验室","11024617","电子磅秤","DS81","5kg",1279.2,"博雅公司",null,"德国","2011-09-01","科研","科研费","何洁"]
[241,"轻化工程专业实验室","20154d0521","电位分析仪","SZP-10","测量浆样浓度范围：0.1% - 3.0% （使用标准铂金电极），样品量:（400 – 500）ml",270589.53,"思百吉中国有限公司","BTG","德国","2013-07-08","教学","德元贷款","高欣"]
[242,"轻化工程专业实验室","11024797","电热蒸煮锅","ZQSI-15","蒸锅容量15升",22000,"陕西科大机械厂",null,"中国","2011-09-01","教学","呈贡校区建设费","张恒"]
[243,"轻化工程专业实验室","2013412958","电热鼓风恒温干燥箱","DHG-9140A","控温范围RT+10-200℃波动±1℃分辨率0.1℃",2500,"上海一恒科技有限公司","一恒科技","中国","2011-02-14","教学","呈贡校区建设费","张恒"]
[244,"轻化工程专业实验室","2013412959","电热鼓风恒温干燥箱","DHG-9140A","控温范围RT+10-200℃波动±1℃分辨率0.1℃",2500,"上海一恒科技有限公司","一恒科技","中国","2011-02-14","教学","呈贡校区建设费","张恒"]
[245,"轻化工程专业实验室","20080528","电热鼓风干燥箱","101-2ES","*",2500,"北京永光明医疗仪器厂",null,"中国","2008-03-01","科研","科研费","周学飞"]
[246,"轻化工程专业实验室","20081059","电热鼓风干燥箱","9123A","尺寸550*350*550mm",3800,"上海森信仪器有限公司",null,"中国","2008-04-01","教学","教学设备费","张恒"]
[247,"轻化工程专业实验室","20081060","电热鼓风干燥箱","9123A","尺寸550*350*550mm",3800,"上海森信仪器有限公司",null,"中国","2008-04-01","教学","教学设备费","张恒"]
[248,"轻化工程专业实验室","20053202","电脑纸张耐破仪","DCP-NPY1200","50-1200KPa",13000,"四川长江造纸仪器公司",null,"中国","2005-07-01","科研","科研费","张恒"]
[249,"轻化工程专业实验室","19970875","电脑拉力机","DC-KZ300","0-300N",25300,"长江造纸仪器厂",null,"中国","1997-06-01","教学","教学设备费","张恒"]
[250,"轻化工程专业实验室","20053212","电冰箱","BCD-188(KG19V65TI)","0.68千瓦时/24小时",2499,"博西华家电公司",null,"中国","2005-09-01","科研","科研费","周学飞"]
[251,"轻化工程专业实验室","2016010727","电冰箱","BCD-248WDPM","248升，风冷，双门",1798.5,"海尔集团公司","海尔","中国","2016-11-12","教学","部门经费","张恒"]
[252,"轻化工程专业实验室","20081205","低噪音空压机","SGK-2LB","0.4Mpa设定压力",3350,"北京东方精华苑公司",null,"中国","2008-04-01","科研","科研费","张恒"]
[253,"轻化工程专业实验室","2011001017","单水池柜","900*750*800","钢木结构",1520,"昆明科奥特实验室设备有限公司",null,"中国","2011-11-01","教学","呈贡校区建设费","张恒"]
[254,"轻化工程专业实验室","2011001018","单水池柜","900*750*800","钢木结构",1520,"昆明科奥特实验室设备有限公司",null,"中国","2011-11-01","教学","呈贡校区建设费","张恒"]
[255,"轻化工程专业实验室","2011001019","单水池柜","900*750*800","钢木结构",1520,"昆明科奥特实验室设备有限公司",null,"中国","2011-11-01","教学","呈贡校区建设费","张恒"]
[256,"轻化工程专业实验室","2011001020","单水池柜","900*750*800","钢木结构",1520,"昆明科奥特实验室设备有限公司",null,"中国","2011-11-01","教学","呈贡校区建设费","张恒"]
[257,"轻化工程专业实验室","2011001021","单水池柜","900*750*800","钢木结构",1520,"昆明科奥特实验室设备有限公司",null,"中国","2011-11-01","教学","呈贡校区建设费","张恒"]
[258,"轻化工程专业实验室","2011001022","单水池柜","900*750*800","钢木结构",1520,"昆明科奥特实验室设备有限公司",null,"中国","2011-11-01","教学","呈贡校区建设费","张恒"]
[259,"轻化工程专业实验室","2011001023","单水池柜","900*750*800","钢木结构",1520,"昆明科奥特实验室设备有限公司",null,"中国","2011-11-01","教学","呈贡校区建设费","张恒"]
[260,"轻化工程专业实验室","2011001024","单水池柜","900*750*800","钢木结构",1520,"昆明科奥特实验室设备有限公司",null,"中国","2011-11-01","教学","呈贡校区建设费","张恒"]
[261,"轻化工程专业实验室","2011001025","单水池柜","900*750*800","钢木结构",1520,"昆明科奥特实验室设备有限公司",null,"中国","2011-11-01","教学","呈贡校区建设费","张恒"]
[262,"轻化工程专业实验室","2011001026","单水池柜","1200*750*800","钢木结构",1730,"昆明科奥特实验室设备有限公司",null,"中国","2011-11-01","教学","呈贡校区建设费","张恒"]
[263,"轻化工程专业实验室","2011001027","单水池柜","1200*750*800","钢木结构",1730,"昆明科奥特实验室设备有限公司",null,"中国","2011-11-01","教学","呈贡校区建设费","张恒"]
[264,"轻化工程专业实验室","20053201","大盘面磁力搅拌器","Big Squid 1.5IKA","0-1500rpm/min",1260,"IKA公司",null,"中国","2005-07-01","科研","科研费","张恒"]
[265,"轻化工程专业实验室","2015014296","打印一体机","HP M226dw","黑白激光/A4/25ppm/600×600dpi",2690,"上海惠普有限公司","惠普","中国","2015-11-18","教学","其它经费","张恒"]
[266,"轻化工程专业实验室","2016001794","打印机","HPM126A","黑白 A4 自动双页 三合一",1217,"上海惠普有限公司","惠普","中国","2016-02-01","教学","重点学科建设经费","陈克利"]
[267,"轻化工程专业实验室","2013002387","磁力搅拌器","RCT基本型","搅拌量20L，转速50-1200rpm",5000,"IKA广州公司",null,"中国","2013-01-01","教学","科研基础平台经费","张恒"]
[268,"轻化工程专业实验室","2013002388","磁力搅拌器","RCT基本型","搅拌量20L，转速50-1200rpm",5000,"IKA广州公司",null,"中国","2013-01-01","教学","科研基础平台经费","张恒"]
[269,"轻化工程专业实验室","2013002389","磁力搅拌器","RCT基本型","搅拌量20L，转速50-1200rpm",5000,"IKA广州公司",null,"中国","2013-01-01","教学","科研基础平台经费","张恒"]
[270,"轻化工程专业实验室","2013002390","磁力搅拌器","RCT基本型","搅拌量20L，转速50-1200rpm",5000,"IKA广州公司",null,"中国","2013-01-01","教学","科研基础平台经费","张恒"]
[271,"轻化工程专业实验室","2012006764","纯水系统","UPDRO-1000+UPHW-I-90T","产水量1吨/小时 水质1-3μs/cm",247900,"成都超纯科技有限公司",null,"中国","2012-11-01","教学","呈贡校区建设费","张恒"]
[272,"轻化工程专业实验室","20120953","成套小型蒸煮装置","自制设备","200℃±1℃",45870,"昆明理工大学化工学院",null,"中国","2012-06-01","教学","教学设备费","张恒"]
[273,"轻化工程专业实验室","2013002416","超声微波反应系统","XO-SM300","处理量：300-3000ML，超声频率：25KHz",172000,"南京先欧仪器制造有限公司",null,"中国","2013-01-01","教学","科研基础平台经费","张恒"]
[274,"轻化工程专业实验室","20082135","超声波细胞粉碎机","JY92-Ⅱ","900W 20KHZ",11000,"宁波海曙科生超声公司",null,"中国","2008-07-01","科研","科研费","张恒"]
[275,"轻化工程专业实验室","2012005247","超级恒温器","CS501SP","温度范围：RT15~95℃，温度波动：0.05℃",1800,"重庆四达实验设备有限公司",null,"中国","2012-09-01","教学","教学设备费","张恒"]
[276,"轻化工程专业实验室","20063166","彩色多功能一体机","HP photosmart 3108","*",2850,"惠普公司",null,"中国","2006-05-01","科研","科研费","张恒"]
[277,"轻化工程专业实验室","2014000957","不锈钢过滤装置","无","不锈钢滤盘直径300mm",3500,"委托加工","无","中国","2013-11-10","科研","科研费","张恒"]
[278,"轻化工程专业实验室","2014000958","不锈钢过滤装置","无","不锈钢滤盘直径150mm",1600,"委托加工","无","中国","2013-11-10","科研","科研费","张恒"]
[279,"轻化工程专业实验室","20091002","不间断UPS电源","GPC-1106","6KVA 延时30分钟",16000,"上海百纳德电子公司",null,"中国","2009-04-01","教学","教学设备费","张恒"]
[280,"轻化工程专业实验室","11024808","冰箱","海尔 215DK","215升",2920,"海尔集团公司",null,"中国","2011-09-01","教学","呈贡校区建设费","张恒"]
[281,"轻化工程专业实验室","2013002405","冰箱","BCD-215DK","冷冻能力：16KG/24H",2700,"青岛海尔股份有限公司",null,"中国","2013-01-01","教学","科研基础平台经费","张恒"]
[282,"轻化工程专业实验室","2013002406","冰箱","BCD-215DK","冷冻能力：16KG/24H",2700,"青岛海尔股份有限公司",null,"中国","2013-01-01","教学","科研基础平台经费","张恒"]
[283,"轻化工程专业实验室","20154d0517","标准纸页成形器","No.2542","抄片尺寸: 直径158 mm, 200cm2，排水时间: 4.0±0.2 秒, 20℃±1℃",105277.38,"日本KRK公司/上海林纸科学仪器有限公司（代理）","KRK","日本","2013-07-08","教学","德元贷款","何洁"]
[284,"轻化工程专业实验室","20080324","变频行星式球磨机","XQM-04L","Q/320111KXSY01-2004",9700,"南京科析实验仪器所",null,"中国","2008-03-01","科研","科研费","周学飞"]
[285,"轻化工程专业实验室","2011000906","边实验台2套水","4000*750*800","钢木结构",7300,"昆明科奥特实验室设备有限公司",null,"中国","2011-11-01","教学","呈贡校区建设费","张恒"]
[286,"轻化工程专业实验室","2011000907","边实验台2套水","4000*750*800","钢木结构",7300,"昆明科奥特实验室设备有限公司",null,"中国","2011-11-01","教学","呈贡校区建设费","张恒"]
[287,"轻化工程专业实验室","2011000911","边实验台2套水","3000*750*800","钢木结构",5700,"昆明科奥特实验室设备有限公司",null,"中国","2011-11-01","教学","呈贡校区建设费","张恒"]
[288,"轻化工程专业实验室","2011000912","边实验台2套水","3000*750*800","钢木结构",5700,"昆明科奥特实验室设备有限公司",null,"中国","2011-11-01","教学","呈贡校区建设费","张恒"]
[289,"轻化工程专业实验室","2011000914","边实验台2套水","3550*750*800","钢木结构",6580,"昆明科奥特实验室设备有限公司",null,"中国","2011-11-01","教学","呈贡校区建设费","张恒"]
[290,"轻化工程专业实验室","2011006261","边实验台1套水","5500*750*800","钢木结构",9260,"昆明科奥特实验室设备有限公司",null,"中国","2011-12-01","教学","呈贡校区建设费","张恒"]
[291,"轻化工程专业实验室","2011000900","边实验台","1500*750*800","钢木结构",1590,"昆明科奥特实验室设备有限公司",null,"中国","2011-11-01","教学","呈贡校区建设费","张恒"]
[292,"轻化工程专业实验室","2011000901","边实验台","2150*750*800","钢木结构",3036,"昆明科奥特实验事设备有限公司",null,"中国","2011-11-01","教学","呈贡校区建设费","张恒"]
[293,"轻化工程专业实验室","2011000908","边实验台","2400*750*800","钢木结构",3840,"昆明科奥特实验室设备有限公司",null,"中国","2011-11-01","教学","呈贡校区建设费","张恒"]
[294,"轻化工程专业实验室","2011000909","边实验台","2400*750*800","钢木结构",3840,"昆明科奥特实验室设备有限公司",null,"中国","2011-11-01","教学","呈贡校区建设费","张恒"]
[295,"轻化工程专业实验室","2011000910","边实验台","2400*750*800","钢木结构",3840,"昆明科奥特实验室设备有限公司",null,"中国","2011-11-01","教学","呈贡校区建设费","张恒"]
[296,"轻化工程专业实验室","2011000913","边实验台","3000*750*800","钢木结构",3180,"昆明科奥特实验室设备有限公司",null,"中国","2011-11-01","教学","呈贡校区建设费","张恒"]
[297,"轻化工程专业实验室","2011000915","边实验台","3600*750*800","钢木结构",5760,"昆明科奥特实验室设备有限公司",null,"中国","2011-11-01","教学","呈贡校区建设费","张恒"]
[298,"轻化工程专业实验室","2011000916","边实验台","6000*750*800","钢木结构",9600,"昆明科奥特实验室设备有限公司",null,"中国","2011-11-01","教学","呈贡校区建设费","张恒"]
[299,"轻化工程专业实验室","2011000943","边实验台","1800*750*800","钢木结构",1908,"昆明科奥特实验室设备有限公司",null,"中国","2011-11-01","教学","呈贡校区建设费","张恒"]
[300,"轻化工程专业实验室","2011000944","边实验台","1200*750*800","钢木结构",1272,"昆明科奥特实验室设备有限公司",null,"中国","2011-11-01","教学","呈贡校区建设费","张恒"]
[301,"轻化工程专业实验室","2011000945","边实验台","1200*750*800","钢木结构",1272,"昆明科奥特实验室设备有限公司",null,"中国","2011-11-01","教学","呈贡校区建设费","张恒"]
[302,"轻化工程专业实验室","2011000946","边实验台","1200*750*800","钢木结构",1272,"昆明科奥特实验室设备有限公司",null,"中国","2011-11-01","教学","呈贡校区建设费","张恒"]
[303,"轻化工程专业实验室","2011000947","边实验台","1300*750*800","钢木结构",1378,"昆明科奥特实验室设备有限公司",null,"中国","2011-11-01","教学","呈贡校区建设费","张恒"]
[304,"轻化工程专业实验室","2011000948","边实验台","1400*750*800","钢木结构",1484,"昆明科奥特实验室设备有限公司",null,"中国","2011-11-01","教学","呈贡校区建设费","张恒"]
[305,"轻化工程专业实验室","2011000949","边实验台","2000*750*800","钢木结构",2120,"昆明科奥特实验室设备有限公司",null,"中国","2011-11-01","教学","呈贡校区建设费","张恒"]
[306,"轻化工程专业实验室","2011006255","边实验台","1500*750*800","钢木结构",2400,"昆明科奥特实验室设备有限公司",null,"中国","2011-12-01","教学","呈贡校区建设费","张恒"]
[307,"轻化工程专业实验室","2011006256","边实验台","1500*750*800","钢木结构",2400,"昆明科奥特实验室设备有限公司",null,"中国","2011-12-01","教学","呈贡校区建设费","张恒"]
[308,"轻化工程专业实验室","2011006257","边实验台","1500*750*800","钢木结构",2400,"昆明科奥特实验室设备有限公司",null,"中国","2011-12-01","教学","呈贡校区建设费","张恒"]
[309,"轻化工程专业实验室","2011006258","边实验台","1500*750*800","钢木结构",2400,"昆明科奥特实验室设备有限公司",null,"中国","2011-12-01","教学","呈贡校区建设费","张恒"]
[310,"轻化工程专业实验室","2011006259","边实验台","1500*750*800","钢木结构",2400,"昆明科奥特实验室设备有限公司",null,"中国","2011-12-01","教学","呈贡校区建设费","张恒"]
[311,"轻化工程专业实验室","2011006260","边实验台","1500*750*800","钢木结构",2400,"昆明科奥特实验室设备有限公司",null,"中国","2011-12-01","教学","呈贡校区建设费","张恒"]
[312,"轻化工程专业实验室","20074552","笔记本电脑","惠普HSTNN-W34C","Core T7250/160G/1G",7000,"惠普公司",null,"中国","2007-11-01","科研","科研费","周学飞"]
[313,"轻化工程专业实验室","20082133","笔记本电脑","联想T5550","双核/160G/2G",7500,"联想集团公司",null,"中国","2008-07-01","科研","科研费","张恒"]
[314,"轻化工程专业实验室","20091143","笔记本电脑","IBM R400-A33","P8600/4G/250G/14.1\"",8700,"联想集团公司",null,"中国","2009-04-01","科研","科研费","刘玉新"]
[315,"轻化工程专业实验室","20102466","笔记本电脑","T410i-AJC","CPUi3/2G/250G/14\"",8700,"联想集团公司",null,"中国","2010-06-01","科研","科研费","孙兵"]
[316,"轻化工程专业实验室","2016001793","笔记本电脑","惠普440G2","Intel i7-4510U. 内存容量：4GB",6200,"上海惠普有限公司","惠普","中国","2016-02-01","教学","教学设备费","陈克利"]
[317,"轻化工程专业实验室","2013002397","比电阻仪","YG321","折合电阻值 106～1013Ω；试样重量：15g",4500,"常州华纺纺织仪器公司",null,"中国","2013-01-01","教学","科研基础平台经费","张恒"]
[318,"轻化工程专业实验室","19980042","白度仪","YQ-Z-48A","*",9409,"杭州轻通仪器厂",null,"中国","1998-10-01","教学","教学设备费","张恒"]
[319,"轻化工程专业实验室","2011010418","白度测定仪","PN-48B","分布的峰值波长457nm，半高宽44nm",4990,"杭州品享科技有限公司",null,"中国","2011-12-01","教学","呈贡校区建设费","张恒"]
[320,"合计",{"$nulls":3},"设备原值",5613370.369999999,{"$nulls":6},"元"]
[321]
[322]
[323]
[324]
[325]
[326]
[327]
[328]
[329]
[330]
[331]
[332]
[333]
[334]
[335]
[336]
[337]
[338]
[339]
[340]
[341]
[342]
[343]
[344]
[345]
[346]
[347]
[348]
[349]
[350]
[351]
[352]
[353]
[354]
[355]
[356]
[357]
[358]
[359]
[360]
[361]
[362]
[363]
[364]
[365]
[366]
[367]
[368]
[369]
[370]
[371]
[372]
[373]
[374]
[375]
[376]
[377]
[378]
[379]
[380]
[381]
[382]
[383]
[384]
[385]
[386]
[387]
[388]
[389]
[390]
[391]
[392]
[393]
[394]
[395]
[396]
[397]
[398]
[399]
[400]
[401]
[402]
[403]
[404]
[405]
[406]
[407]
[408]
[409]
[410]
[411]
[412]
[413]
[414]
[415]
[416]
[417]
[418]
[419]
[420]
[421]
[422]
[423]
[424]
[425]
[426]
[427]
[428]
[429]
[430]
[431]
[432]
[433]
[434]
[435]
[436]
[437]
[438]
[439]
[440]
[441]
[442]
[443]
[444]
[445]
[446]
[447]
[448]
[449]
[450]
[451]
[452]
[453]
[454]
[455]
[456]
[457]
[458]
[459]
[460]
[461]
[462]
[463]
[464]
[465]
[466]
[467]
[468]
[469]
[470]
[471]
[472]
[473]
[474]
[475]
[476]
[477]
[478]
[479]
[480]
[481]
[482]
[483]
[484]
[485]
[486]
[487]
[488]
[489]
[490]
[491]
[492]
[493]
[494]
[495]
[496]
[497]
[498]
[499]
[500]
[501]
[502]
[503]
[504]
[505]
[506]
[507]
[508]
[509]
[510]
[511]
[512]
[513]
[514]
[515]
[516]
[517]
[518]
[519]
[520]
[521]
[522]
[523]
[524]
[525]
[526]
[527]
[528]
[529]
[530]
[531]
[532]
[533]
[534]
[535]
[536]
[537]
[538]
[539]
[540]
[541]
[542]
[543]
[544]
[545]
[546]
[547]
[548]
[549]
[550]
[551]
[552]
[553]
[554]
[555]
[556]
[557]
[558]
[559]
[560]
[561]
[562]
[563]
[564]
[565]
[566]
[567]
[568]
[569]
[570]
[571]
[572]
[573]
[574]
[575]
[576]
[577]
[578]
[579]
[580]
[581]
[582]
[583]
[584]
[585]
[586]
[587]
[588]
[589]
[590]
[591]
[592]
[593]
[594]
[595]
[596]
[597]
[598]
[599]
[600]
[601]
[602]
[603]
[604]
[605]
[606]
[607]
[608]
[609]
[610]
[611]
[612]
[613]
[614]
[615]
[616]
[617]
[618]
[619]
[620]
[621]
[622]
[623]
[624]
[625]
[626]
[627]
[628]
[629]
[630]
[631]
[632]
[633]
[634]
[635]
[636]
[637]
[638]
[639]
[640]
[641]
[642]
[643]
[644]
[645]
[646]
[647]
[648]
[649]
[650]
[651]
[652]
[653]
[654]
[655]
[656]
[657]
[658]
[659]
[660]
[661]
[662]
[663]
[664]
[665]
[666]
[667]
[668]
[669]
[670]
[671]
[672]
[673]
[674]
[675]
[676]
[677]
[678]
[679]
[680]
[681]
[682]
[683]
[684]
[685]
[686]
[687]
[688]
[689]
[690]
[691]
[692]
[693]
[694]
[695]
[696]
[697]
[698]
[699]
[700]
[701]
[702]
[703]
[704]
[705]
[706]
[707]
[708]
[709]
[710]
[711]
[712]
[713]
[714]
[715]
[716]
[717]
[718]
[719]
[720]
[721]
[722]
[723]
[724]
[725]
[726]
[727]
[728]
[729]
[730]
[731]
[732]
[733]
[734]
[735]
[736]
[737]
[738]
[739]
[740]
[741]
[742]
[743]
[744]
[745]
[746]
[747]
[748]
[749]
[750]
[751]
[752]
[753]
[754]
[755]
[756]
[757]
[758]
[759]
[760]
[761]
[762]
[763]
[764]
[765]
[766]
[767]
[768]
[769]
[770]
[771]
[772]
[773]
[774]
[775]
[776]
[777]
[778]
[779]
[780]
[781]
[782]
[783]
[784]
[785]
[786]
[787]
[788]
[789]
[790]
[791]
[792]
[793]
[794]
[795]
[796]
[797]
[798]
[799]
[800]
[801]
[802]
[803]
[804]
[805]
[806]
[807]
[808]
[809]
[810]
[811]
[812]
[813]
[814]
[815]
[816]
[817]
[818]
[819]
[820]
[821]
[822]
[823]
[824]
[825]
[826]
[827]
[828]
[829]
[830]
[831]
[832]
[833]
[834]
[835]
[836]
[837]
[838]
[839]
[840]
[841]
[842]
[843]
[844]
[845]
[846]
[847]
[848]
[849]
[850]
[851]
[852]
[853]
[854]
[855]
[856]
[857]
[858]
[859]
[860]
[861]
[862]
[863]
[864]
[865]
[866]
[867]
[868]
[869]
[870]
[871]
[872]
[873]
[874]
[875]
[876]
[877]
[878]
[879]
[880]
[881]
[882]
[883]
[884]
[885]
[886]
[887]
[888]
[889]
[890]
[891]
[892]
[893]
[894]
[895]
[896]
[897]
[898]
[899]
[900]
[901]
[902]
[903]
[904]
[905]
[906]
[907]
[908]
[909]
[910]
[911]
[912]
[913]
[914]
[915]
[916]
[917]
[918]
[919]
[920]
[921]
[922]
[923]
[924]
[925]
[926]
[927]
[928]
[929]
[930]
[931]
[932]
[933]
[934]
[935]
[936]
[937]
[938]
[939]
[940]
[941]
[942]
[943]
[944]
[945]
[946]
[947]
[948]
[949]
[950]
[951]
[952]
[953]
[954]
[955]
[956]
[957]
[958]
[959]
[960]
[961]
[962]
[963]
[964]
[965]
[966]
[967]
[968]
[969]
[970]
[971]
[972]
[973]
[974]
[975]
[976]
[977]
[978]
[979]
[980]
[981]
[982]
[983]
[984]
[985]
[986]
[987]
[988]
[989]
[990]
[991]
[992]
[993]
[994]
[995]
[996]
[997]
[998]
[999]
[1000]
[1001]
[1002]
[1003]
[1004]
[1005]
[1006]
[1007]
[1008]
[1009]
[1010]
[1011]
[1012]
[1013]
[1014]
[1015]
[1016]
[1017]
[1018]
[1019]
[1020]
[1021]
[1022]
[1023]
[1024]
[1025]
[1026]
[1027]
[1028]
[1029]
[1030]
[1031]
[1032]
[1033]
[1034]
[1035]
[1036]
[1037]
[1038]
[1039]
[1040]
[1041]
[1042]
[1043]
[1044]
[1045]
[1046]
[1047]
[1048]
[1049]
[1050]
[1051]
[1052]
[1053]
[1054]
[1055]
[1056]
[1057]
[1058]
[1059]
[1060]
[1061]
[1062]
[1063]
[1064]
[1065]
[1066]
[1067]
[1068]
[1069]
[1070]
[1071]
[1072]
[1073]
[1074]
[1075]
[1076]
[1077]
[1078]
[1079]
[1080]
[1081]
[1082]
[1083]
[1084]
[1085]
[1086]
[1087]
[1088]
[1089]
[1090]
[1091]
[1092]
[1093]
[1094]
[1095]
[1096]
[1097]
[1098]
[1099]
[1100]
[1101]
[1102]
[1103]
[1104]
[1105]
[1106]
[1107]
[1108]
[1109]
[1110]
[1111]
[1112]
[1113]
[1114]
[1115]
[1116]
[1117]
[1118]
[1119]
[1120]
[1121]
[1122]
[1123]
[1124]
[1125]
[1126]
[1127]
[1128]
[1129]
[1130]
[1131]
[1132]
[1133]
[1134]
[1135]
[1136]
[1137]
[1138]
[1139]
[1140]
[1141]
[1142]
[1143]
[1144]
[1145]
[1146]
[1147]
[1148]
[1149]
[1150]
[1151]
[1152]
[1153]
[1154]
[1155]
[1156]
[1157]
[1158]
[1159]
[1160]
[1161]
[1162]
[1163]
[1164]
[1165]
[1166]
[1167]
[1168]
[1169]
[1170]
[1171]
[1172]
[1173]
[1174]
[1175]
[1176]
[1177]
[1178]
[1179]
[1180]
[1181]
[1182]
[1183]
[1184]
[1185]
[1186]
[1187]
[1188]
[1189]
[1190]
[1191]
[1192]
[1193]
[1194]
[1195]
[1196]
[1197]
[1198]
[1199]
[1200]
[1201]
[1202]
[1203]
[1204]
[1205]
[1206]
[1207]
[1208]
[1209]
[1210]
[1211]
[1212]
[1213]
[1214]
[1215]
[1216]
[1217]
[1218]
[1219]
[1220]
[1221]
[1222]
[1223]
[1224]
[1225]
[1226]
[1227]
[1228]
[1229]
[1230]
[1231]
[1232]
[1233]
[1234]
[1235]
[1236]
[1237]
[1238]
[1239]
[1240]
[1241]
[1242]
[1243]
[1244]
[1245]
[1246]
[1247]
[1248]
[1249]
[1250]
[1251]
[1252]
[1253]
[1254]
[1255]
[1256]
[1257]
[1258]
[1259]
[1260]
[1261]
[1262]
[1263]
[1264]
[1265]
[1266]
[1267]
[1268]
[1269]
[1270]
[1271]
[1272]
[1273]
[1274]
[1275]
[1276]
[1277]
[1278]
[1279]
[1280]
[1281]
[1282]
[1283]
[1284]
[1285]
[1286]
[1287]
[1288]
[1289]
[1290]
[1291]
[1292]
[1293]
[1294]
[1295]
[1296]
[1297]
[1298]
[1299]
[1300]
[1301]
[1302]
[1303]
[1304]
[1305]
[1306]
[1307]
[1308]
[1309]
[1310]
[1311]
[1312]
[1313]
[1314]
[1315]
[1316]
[1317]
[1318]
[1319]
[1320]
[1321]
[1322]
[1323]
[1324]
[1325]
[1326]
[1327]
[1328]
[1329]
[1330]
[1331]
[1332]
[1333]
[1334]
[1335]
[1336]
[1337]
[1338]
[1339]
[1340]
[1341]
[1342]
[1343]
[1344]
[1345]
[1346]
[1347]
[1348]
[1349]
[1350]
[1351]
[1352]
[1353]
[1354]
[1355]
[1356]
[1357]
[1358]
[1359]
[1360]
[1361]
[1362]
[1363]
[1364]
[1365]
[1366]
[1367]
[1368]
[1369]
[1370]
[1371]
[1372]
[1373]
[1374]
[1375]
[1376]
[1377]
[1378]
[1379]
[1380]
[1381]
[1382]
[1383]
[1384]
[1385]
[1386]
[1387]
[1388]
[1389]
[1390]
[1391]
[1392]
[1393]
[1394]
[1395]
[1396]
[1397]
[1398]
[1399]
[1400]
[1401]
[1402]
[1403]
[1404]
[1405]
[1406]
[1407]
[1408]
[1409]
[1410]
[1411]
[1412]
[1413]
[1414]
[1415]
[1416]
[1417]
[1418]
[1419]
[1420]
[1421]
[1422]
[1423]
[1424]
[1425]
[1426]
[1427]
[1428]
[1429]
[1430]
[1431]
[1432]
[1433]
[1434]
[1435]
[1436]
[1437]
[1438]
[1439]
[1440]
[1441]
[1442]
[1443]
[1444]
[1445]
[1446]
[1447]
[1448]
[1449]
[1450]
[1451]
[1452]
[1453]
[1454]
[1455]
[1456]
[1457]
[1458]
[1459]
[1460]
[1461]
[1462]
[1463]
[1464]
[1465]
[1466]
[1467]
[1468]
[1469]
[1470]
[1471]
[1472]
[1473]
[1474]
[1475]
[1476]
[1477]
[1478]
[1479]
[1480]
[1481]
[1482]
[1483]
[1484]
[1485]
[1486]
[1487]
[1488]
[1489]
[1490]
[1491]
[1492]
[1493]
[1494]
[1495]
[1496]
[1497]
[1498]
[1499]
[1500]
[1501]
[1502]
[1503]
[1504]
[1505]
[1506]
[1507]
[1508]
[1509]
[1510]
[1511]
[1512]
[1513]
[1514]
[1515]
[1516]
[1517]
[1518]
[1519]
[1520]
[1521]
[1522]
[1523]
[1524]
[1525]
[1526]
[1527]
[1528]
[1529]
[1530]
[1531]
[1532]
[1533]
[1534]
[1535]
[1536]
[1537]
[1538]
[1539]
[1540]
[1541]
[1542]
[1543]
[1544]
[1545]
[1546]
[1547]
[1548]
[1549]
[1550]
[1551]
[1552]
[1553]
[1554]
[1555]
[1556]
[1557]
[1558]
[1559]
[1560]
[1561]
[1562]
[1563]
[1564]
[1565]
[1566]
[1567]
[1568]
[1569]
[1570]
[1571]
[1572]
[1573]
[1574]
[1575]
[1576]
[1577]
[1578]
[1579]
[1580]
[1581]
[1582]
[1583]
[1584]
[1585]
[1586]
[1587]
[1588]
[1589]
[1590]
[1591]
[1592]
[1593]
[1594]
[1595]
[1596]
[1597]
[1598]
[1599]
[1600]
[1601]
[1602]
[1603]
[1604]
[1605]
[1606]
[1607]
[1608]
[1609]
[1610]
[1611]
[1612]
[1613]
[1614]
[1615]
[1616]
[1617]
[1618]
[1619]
[1620]
[1621]
[1622]
[1623]
[1624]
[1625]
[1626]
[1627]
[1628]
[1629]
[1630]
[1631]
[1632]
[1633]
[1634]
[1635]
[1636]
[1637]
[1638]
[1639]
[1640]
[1641]
[1642]
[1643]
[1644]
[1645]
[1646]
[1647]
[1648]
[1649]
[1650]
[1651]
[1652]
[1653]
[1654]
[1655]
[1656]
[1657]
[1658]
[1659]
[1660]
[1661]
[1662]
[1663]
[1664]
[1665]
[1666]
[1667]
[1668]
[1669]
[1670]
[1671]
[1672]
[1673]
[1674]
[1675]
[1676]
[1677]
[1678]
[1679]
[1680]
[1681]
[1682]
[1683]
[1684]
[1685]
[1686]
[1687]
[1688]
[1689]
[1690]
[1691]
[1692]
[1693]
[1694]
[1695]
[1696]
[1697]
[1698]
[1699]
[1700]
[1701]
[1702]
[1703]
[1704]
[1705]
[1706]
[1707]
[1708]
[1709]
[1710]
[1711]
[1712]
[1713]
[1714]
[1715]
[1716]
[1717]
[1718]
[1719]
[1720]
[1721]
[1722]
[1723]
[1724]
[1725]
[1726]
[1727]
[1728]
[1729]
[1730]
[1731]
[1732]
[1733]
[1734]
[1735]
[1736]
[1737]
[1738]
[1739]
[1740]
[1741]
[1742]
[1743]
[1744]
[1745]
[1746]
[1747]
[1748]
[1749]
[1750]
[1751]
[1752]
[1753]
[1754]
[1755]
[1756]
[1757]
[1758]
[1759]
[1760]
[1761]
[1762]
[1763]
[1764]
[1765]
[1766]
[1767]
[1768]
[1769]
[1770]
[1771]
[1772]
[1773]
[1774]
[1775]
[1776]
[1777]
[1778]
[1779]
[1780]
[1781]
[1782]
[1783]
[1784]
[1785]
[1786]
[1787]
[1788]
[1789]
[1790]
[1791]
[1792]
[1793]
[1794]
[1795]
[1796]
[1797]
[1798]
[1799]
[1800]
[1801]
[1802]
[1803]
[1804]
[1805]
[1806]
[1807]
[1808]
[1809]
[1810]
[1811]
[1812]
[1813]
[1814]
[1815]
[1816]
[1817]
[1818]
[1819]
[1820]
[1821]
[1822]
[1823]
[1824]
[1825]
[1826]
[1827]
[1828]
[1829]
[1830]
[1831]
[1832]
[1833]
[1834]
[1835]
[1836]
[1837]
[1838]
[1839]
[1840]
[1841]
[1842]
[1843]
[1844]
[1845]
[1846]
[1847]
[1848]
[1849]
[1850]
[1851]
[1852]
[1853]
[1854]
[1855]
[1856]
[1857]
[1858]
[1859]
[1860]
[1861]
[1862]
[1863]
[1864]
[1865]
[1866]
[1867]
[1868]
[1869]
[1870]
[1871]
[1872]
[1873]
[1874]
[1875]
[1876]
[1877]
[1878]
[1879]
[1880]
[1881]
[1882]
[1883]
[1884]
[1885]
[1886]
[1887]
[1888]
[1889]
[1890]
[1891]
[1892]
[1893]
[1894]
[1895]
[1896]
[1897]
[1898]
[1899]
[1900]
[1901]
[1902]
[1903]
[1904]
[1905]
[1906]
[1907]
[1908]
[1909]
[1910]
[1911]
[1912]
[1913]
[1914]
[1915]
[1916]
[1917]
[1918]
[1919]
[1920]
[1921]
[1922]
[1923]
[1924]
[1925]
[1926]
[1927]
[1928]
[1929]
[1930]
[1931]
[1932]
[1933]
[1934]
[1935]
[1936]
[1937]
[1938]
[1939]
[1940]
[1941]
[1942]
[1943]
[1944]
[1945]
[1946]
[1947]
[1948]
[1949]
[1950]
[1951]
[1952]
[1953]
[1954]
[1955]
[1956]
[1957]
[1958]
[1959]
[1960]
[1961]
[1962]
[1963]
[1964]
[1965]
[1966]
[1967]
[1968]
[1969]
[1970]
[1971]
[1972]
[1973]
[1974]
[1975]
[1976]
[1977]
[1978]
[1979]
[1980]
[1981]
[1982]
[1983]
[1984]
[1985]
[1986]
[1987]
[1988]
[1989]
[1990]
[1991]
[1992]
[1993]
[1994]
[1995]
[1996]
[1997]
[1998]
[1999]
[2000]
[2001]
[2002]
[2003]
[2004]
[2005]
[2006]
[2007]
[2008]
[2009]
[2010]
[2011]
[2012]
[2013]
[2014]
[2015]
[2016]
[2017]
[2018]
[2019]
[2020]
[2021]
[2022]
[2023]
[2024]
[2025]
[2026]
[2027]
[2028]
[2029]
[2030]
[2031]
[2032]
[2033]
[2034]
[2035]
[2036]
[2037]
[2038]
[2039]
[2040]
[2041]
[2042]
[2043]
[2044]
[2045]
[2046]
[2047]
[2048]
[2049]
[2050]
[2051]
[2052]
[2053]
[2054]
[2055]
[2056]
[2057]
[2058]
[2059]
[2060]
[2061]
[2062]
[2063]
[2064]
[2065]
[2066]
[2067]
[2068]
[2069]
[2070]
[2071]
[2072]
[2073]
[2074]
[2075]
[2076]
[2077]
[2078]
[2079]
[2080]
[2081]
[2082]
[2083]
[2084]
[2085]
[2086]
[2087]
[2088]
[2089]
[2090]
[2091]
[2092]
[2093]
[2094]
[2095]
[2096]
[2097]
[2098]
[2099]
[2100]
[2101]
[2102]
[2103]
[2104]
[2105]
[2106]
[2107]
[2108]
[2109]
[2110]
[2111]
[2112]
[2113]
[2114]
[2115]
[2116]
[2117]
[2118]
[2119]
[2120]
[2121]
[2122]
[2123]
[2124]
[2125]
[2126]
[2127]
[2128]
[2129]
[2130]
[2131]
[2132]
[2133]
[2134]
[2135]
[2136]
[2137]
[2138]
[2139]
[2140]
[2141]
[2142]
[2143]
[2144]
[2145]
[2146]
[2147]
[2148]
[2149]
[2150]
[2151]
[2152]
[2153]
[2154]
[2155]
[2156]
[2157]
[2158]
[2159]
[2160]
[2161]
[2162]
[2163]
[2164]
[2165]
[2166]
[2167]
[2168]
[2169]
[2170]
[2171]
[2172]
[2173]
[2174]
[2175]
[2176]
[2177]
[2178]
[2179]
[2180]
[2181]
[2182]
[2183]
[2184]
[2185]
[2186]
[2187]
[2188]
[2189]
[2190]
[2191]
[2192]
[2193]
[2194]
[2195]
[2196]
[2197]
[2198]
[2199]
[2200]
[2201]
[2202]
[2203]
[2204]
[2205]
[2206]
[2207]
[2208]
[2209]
[2210]
[2211]
[2212]
[2213]
[2214]
[2215]
[2216]
[2217]
[2218]
[2219]
[2220]
[2221]
[2222]
[2223]
[2224]
[2225]
[2226]
[2227]
[2228]
[2229]
[2230]
[2231]
[2232]
[2233]
[2234]
[2235]
[2236]
[2237]
[2238]
[2239]
[2240]
[2241]
[2242]
[2243]
[2244]
[2245]
[2246]
[2247]
[2248]
[2249]
[2250]
[2251]
[2252]
[2253]
[2254]
[2255]
[2256]
[2257]
[2258]
[2259]
[2260]
[2261]
[2262]
[2263]
[2264]
[2265]
[2266]
[2267]
[2268]
[2269]
[2270]
[2271]
[2272]
[2273]
[2274]
[2275]
[2276]
[2277]
[2278]
[2279]
[2280]
[2281]
[2282]
[2283]
[2284]
[2285]
[2286]
["合计"]

{"sheet":"化学工程与工艺专业实验室","index":3,"n_rows":1609,"n_cols":14,"rows_kept":1609,"merged":[[0,0,0,13]],"flags":["formulas_cached_only"]}
["化工实验中心实验室设备配置总表（2018年4月）"]
["序号","实验室","资产条码","资产名称","型号规格","技术指标","单价","生产厂家","品牌","生产国别","购置日期","使用方向","经费来源","保管人"]
[1,"化学工程与工艺专业实验室","2016012554","组合式冲淋洗眼器","XSD-7712","材质：不锈钢  喷头:PP材质",4500,"浙江希诗顿科教设备有限公司","希诗顿","中国","2016-07-12","教学","中央财政专项资金","陈卓"]
[2,"化学工程与工艺专业实验室","2016012555","组合式冲淋洗眼器","XSD-7712","材质：不锈钢  喷头:PP材质",4500,"浙江希诗顿科教设备有限公司","希诗顿","中国","2016-07-12","教学","中央财政专项资金","陈卓"]
[3,"化学工程与工艺专业实验室","2016012556","组合式冲淋洗眼器","XSD-7712","材质：不锈钢  喷头:PP材质",4500,"浙江希诗顿科教设备有限公司","希诗顿","中国","2016-07-12","教学","中央财政专项资金","陈卓"]
[4,"化学工程与工艺专业实验室","2014003362","紫外可见分光光度计","UV-6000","波长范围：190～1100nm,大屏幕扫描型",18000,"上海元析仪器有限公司","上海元析","中国","2013-07-12","教学","中央财政专项资金","苏毅"]
[5,"化学工程与工艺专业实验室","2015003633","紫外可见分光光度计","普析T6-PC","190～1100nm,波长重复性：≤0.2nm,",19000,"北京普析通用仪器有限责任公司","北京普析通用仪器有限责任公司","中国","2014-12-02","科研","科研费","苏红莹"]
[6,"化学工程与工艺专业实验室","90023332","紫外可见分光光度计","UV-1800PC","波长范围190-1100nm",13000,"安合监科技有限公司",null,"中国","2009-11-01","科研","科研费","贾庆明"]
[7,"化学工程与工艺专业实验室","2011001255","资料柜","1000*470*2000","铝木结构",1000,"昆明科奥特实验室设备有限公司",null,"中国","2011-11-01","教学","呈贡校区建设费","夏举佩"]
[8,"化学工程与工艺专业实验室","2011001256","资料柜","1000*470*2000","铝木结构",1000,"昆明科奥特实验室设备有限公司",null,"中国","2011-11-01","教学","呈贡校区建设费","夏举佩"]
[9,"化学工程与工艺专业实验室","2011001257","资料柜","1000*470*2000","铝木结构",1000,"昆明科奥特实验室设备有限公司",null,"中国","2011-11-01","教学","呈贡校区建设费","夏举佩"]
[10,"化学工程与工艺专业实验室","2011001258","资料柜","1000*470*2000","铝木结构",1000,"昆明科奥特实验室设备有限公司",null,"中国","2011-11-01","教学","呈贡校区建设费","夏举佩"]
[11,"化学工程与工艺专业实验室","2011001259","资料柜","1000*470*2000","铝木结构",1000,"昆明科奥特实验室设备有限公司",null,"中国","2011-11-01","教学","呈贡校区建设费","夏举佩"]
[12,"化学工程与工艺专业实验室","2011001260","资料柜","1000*470*2000","铝木结构",1000,"昆明科奥特实验室设备有限公司",null,"中国","2011-11-01","教学","呈贡校区建设费","夏举佩"]
[13,"化学工程与工艺专业实验室","2011001261","资料柜","1000*470*2000","铝木结构",1000,"昆明科奥特实验室设备有限公司",null,"中国","2011-11-01","教学","呈贡校区建设费","夏举佩"]
[14,"化学工程与工艺专业实验室","2011001262","资料柜","1000*470*2000","铝木结构",1000,"昆明科奥特实验室设备有限公司",null,"中国","2011-11-01","教学","呈贡校区建设费","夏举佩"]
[15,"化学工程与工艺专业实验室","2017004330","锥形量热仪","菲尼克斯PX-07-007","样品盒可放置最大100mm*50mm的样品",450000,"苏州菲尼克斯质检仪器有限公司","菲尼克斯","中国","2015-10-13","科研","人才引进费","谢德龙"]
[16,"化学工程与工艺专业实验室","20072798","转鼓实验机","MK-8","转速25r/min 100r/min",14500,"鹤壁华泰仪器仪表公司",null,"中国","2007-09-01","教学","教学设备费","刘晓波"]
[17,"化学工程与工艺专业实验室","2011001417","中央仪器台","7200*1000*800","钢木结构",15264,"昆明科奥特实验室设备有限公司",null,"中国","2011-11-01","教学","呈贡校区建设费","贾庆明"]
[18,"化学工程与工艺专业实验室","2011001038","中央台（带试剂架，4套水）","4200*1500*800","钢木结构",13224,"昆明科奥特实验室设备有限公司",null,"中国","2011-11-01","教学","呈贡校区建设费","夏举佩"]
[19,"化学工程与工艺专业实验室","2011001039","中央台（带试剂架，4套水）","4200*1500*800","钢木结构",13224,"昆明科奥特实验室设备有限公司",null,"中国","2011-11-01","教学","呈贡校区建设费","夏举佩"]
[20,"化学工程与工艺专业实验室","2011001040","中央台（带试剂架，4套水）","4200*1500*800","钢木结构",13224,"昆明科奥特实验室设备有限公司",null,"中国","2011-11-01","教学","呈贡校区建设费","夏举佩"]
[21,"化学工程与工艺专业实验室","2011001041","中央实验台（带试剂架、4套水）","4800*1500*800","钢木结构",13956,"昆明科奥特实验室设备有限公司",null,"中国","2011-11-01","教学","呈贡校区建设费","夏举佩"]
[22,"化学工程与工艺专业实验室","2011001042","中央实验台（带试剂架、4套水）","4800*1500*800","钢木结构",13956,"昆明科奥特实验室设备有限公司",null,"中国","2011-11-01","教学","呈贡校区建设费","夏举佩"]
[23,"化学工程与工艺专业实验室","2011001052","中央实验台（带试剂架、4套水）","5500*1500*800","钢木结构",15180,"昆明科奥特实验室设备有限公司",null,"中国","2011-11-01","教学","呈贡校区建设费","夏举佩"]
[24,"化学工程与工艺专业实验室","2011001053","中央实验台（带试剂架、4套水）","5500*1500*800","钢木结构",15180,"昆明科奥特实验室设备有限公司",null,"中国","2011-11-01","教学","呈贡校区建设费","夏举佩"]
[25,"化学工程与工艺专业实验室","2011001054","中央实验台（带试剂架、4套水）","5000*1500*800","钢木结构",13920,"昆明科奥特实验室设备有限公司",null,"中国","2011-11-01","教学","呈贡校区建设费","夏举佩"]
[26,"化学工程与工艺专业实验室","2011001055","中央实验台（带试剂架、4套水）","6000*1500*800","钢木结构",17925,"昆明科奥特实验室设备有限公司",null,"中国","2011-11-01","教学","呈贡校区建设费","夏举佩"]
[27,"化学工程与工艺专业实验室","2011001056","中央实验台（带试剂架、4套水）","6000*1500*800","钢木结构",17925,"昆明科奥特实验室设备有限公司",null,"中国","2011-11-01","教学","呈贡校区建设费","夏举佩"]
[28,"化学工程与工艺专业实验室","2011001058","中央实验台（带试剂架、4套水）","6000*1500*800","钢木结构",17925,"昆明科奥特实验室设备有限公司",null,"中国","2011-11-01","教学","呈贡校区建设费","夏举佩"]
[29,"化学工程与工艺专业实验室","2011001060","中央实验台（带试剂架、4套水）","6500*1500*800","钢木结构",17700,"昆明科奥特实验室设备有限公司",null,"中国","2011-11-01","教学","呈贡校区建设费","夏举佩"]
[30,"化学工程与工艺专业实验室","2011001044","中央实验台（带试剂架、2套水）","4800*1500*800","钢木结构",13944,"昆明科奥特实验室设备有限公司",null,"中国","2011-11-01","教学","呈贡校区建设费","夏举佩"]
[31,"化学工程与工艺专业实验室","2011001045","中央实验台（带试剂架、2套水）","4800*1500*800","钢木结构",13944,"昆明科奥特实验室设备有限公司",null,"中国","2011-11-01","教学","呈贡校区建设费","夏举佩"]
[32,"化学工程与工艺专业实验室","2011001046","中央实验台（带试剂架、2套水）","4800*1500*800","钢木结构",13944,"昆明科奥特实验室设备有限公司",null,"中国","2011-11-01","教学","呈贡校区建设费","夏举佩"]
[33,"化学工程与工艺专业实验室","2011001047","中央实验台（带试剂架、2套水）","4800*1500*800","钢木结构",13944,"昆明科奥特实验室设备有限公司",null,"中国","2011-11-01","教学","呈贡校区建设费","夏举佩"]
[34,"化学工程与工艺专业实验室","2011001048","中央实验台（带试剂架、2套水）","3600*1500*800","钢木结构",9732,"昆明科奥特实验室设备有限公司",null,"中国","2011-11-01","教学","呈贡校区建设费","夏举佩"]
[35,"化学工程与工艺专业实验室","2011001049","中央实验台（带试剂架、2套水）","3600*1500*800","钢木结构",8220,"昆明科奥特实验室设备有限公司",null,"中国","2011-11-01","教学","呈贡校区建设费","夏举佩"]
[36,"化学工程与工艺专业实验室","2011001050","中央实验台（带试剂架、2套水）","3600*1500*800","钢木结构",8220,"昆明科奥特实验室设备有限公司",null,"中国","2011-11-01","教学","呈贡校区建设费","夏举佩"]
[37,"化学工程与工艺专业实验室","2011001392","中央实验台（带试剂架、2套水）","4800*1500*800","钢木结构",12756,"昆明科奥特实验室设备有限公司",null,"中国","2011-11-01","教学","呈贡校区建设费","贾庆明"]
[38,"化学工程与工艺专业实验室","2011001051","中央实验台（带试剂架、1套水）","3000*1500*800","钢木结构",7780,"昆明科奥特实验室设备有限公司",null,"中国","2011-11-01","教学","呈贡校区建设费","夏举佩"]
[39,"化学工程与工艺专业实验室","2011006075","中央实验台（带4套水具，带试剂架）","7200*1500*820","钢木结构",17580,"长沙行知教学实验室设备实业有限公司",null,"中国","2011-11-01","教学","呈贡校区建设费","陈卓"]
[40,"化学工程与工艺专业实验室","2011006076","中央实验台（带4套水具，带试剂架）","7200*1500*820","钢木结构",17580,"长沙行知教学实验室设备实业有限公司",null,"中国","2011-11-01","教学","呈贡校区建设费","陈卓"]
[41,"化学工程与工艺专业实验室","2011006077","中央实验台（带4套水具，带试剂架）","7200*1500*820","钢木结构",17580,"长沙行知教学实验室设备实业有限公司",null,"中国","2011-11-01","教学","呈贡校区建设费","陈卓"]
[42,"化学工程与工艺专业实验室","2011001059","中央实验台（带2套水）","6000*1000*800","钢木结构",13620,"昆明科奥特实验室设备有限公司",null,"中国","2011-11-01","教学","呈贡校区建设费","夏举佩"]
[43,"化学工程与工艺专业实验室","11027152","中央实验台","塑钢支架，复合面板","6000*1500*800mm",11000,"昆明科奥特实验室公司",null,"中国","2011-11-01","科研","科研费","夏举佩"]
[44,"化学工程与工艺专业实验室","2014000748","智能温度控制器","AI-708PFK1L0-25A-D1","最大温度1200摄氏度",1700,"厦门宇电自动化科技有限公司","厦宇","中国","2013-03-25","科研","科研费","廉培超"]
[45,"化学工程与工艺专业实验室","2014003429","智能超声波清洗器","DL-120B","容积：3L",2400,"上海之信仪器有限公司","上海之信","中国","2013-07-12","教学","中央财政专项资金","唐辉"]
[46,"化学工程与工艺专业实验室","2014003426","正相手性液相色谱柱","CHIRALPAK？ AS-H","填料粒径：5 um",14500,"大赛璐药物手性技术（上海）有限公司","大赛璐","中国","2013-07-12","教学","中央财政专项资金","蒋丽红"]
[47,"化学工程与工艺专业实验室","2014003427","正相手性液相色谱柱","CHIRALPAK？ AS-H","填料粒径：5 um",14500,"大赛璐药物手性技术（上海）有限公司","大赛璐","中国","2013-07-12","教学","中央财政专项资金","蒋丽红"]
[48,"化学工程与工艺专业实验室","2014003428","正相手性液相色谱柱","CHIRALPAK？ AS-H","填料粒径：5 um",14500,"大赛璐药物手性技术（上海）有限公司","大赛璐","中国","2013-07-12","教学","中央财政专项资金","蒋丽红"]
[49,"化学工程与工艺专业实验室","20164d0192","蒸压釜","φ1000×2000","直径1000 mm，长度2000 mm，机械式单开门，卧式。额定工作压力：1.25 MPa",46738.14,"河南省太锅锅炉制造有限公司","太锅","中国","2013-07-08","教学","德元贷款","夏举佩"]
[50,"化学工程与工艺专业实验室","20101397","蒸馏水器","5L","*",1200,"北京永光明医疗仪器厂",null,"中国","2010-04-01","科研","科研费","贾庆明"]
[51,"化学工程与工艺专业实验室","20072802","振动筛","SZH-4","振击频率：140次/分钟",3800,"鹤壁华泰仪器仪表公司",null,"中国","2007-09-01","教学","教学设备费","夏举佩"]
[52,"化学工程与工艺专业实验室","20072803","振动筛","SZH-4","振击频率：140次/分钟",3800,"鹤壁华泰仪器仪表公司",null,"中国","2007-09-01","教学","教学设备费","夏举佩"]
[53,"化学工程与工艺专业实验室","2017004333","真空气氛管式电炉","SK-G06123K（1200度纤维开启","程序控温，可编辑40-50段程序控温。",18000,"天津市中环实验电炉有限公司","天津中环","中国","2015-10-13","科研","人才引进费","谢德龙"]
[54,"化学工程与工艺专业实验室","20075320","真空干燥箱","DZF-1","控温50-250℃功率0.33",2500,"北京永光明医疗仪器厂",null,"中国","2007-12-01","教学","教学设备费","夏举佩"]
[55,"化学工程与工艺专业实验室","20080474","真空干燥箱","DZF-6021","最高使用温度300℃",2650,"上海中友科学仪器公司",null,"中国","2008-03-01","科研","科研费","陕绍云"]
[56,"化学工程与工艺专业实验室","2013412965","真空干燥箱","DZF-6021","RT+10-200℃真空度133Pa波动±1℃分辨率0.1℃",1880,"上海一恒科技有限公司","一恒科技","中国","2011-02-14","教学","呈贡校区建设费","唐辉"]
[57,"化学工程与工艺专业实验室","2013414193","真空干燥箱","DZF－6021","真空度小于133Pa",1800,"上海齐欣科学仪器有限公司","上海齐欣","中国","2013-09-18","科研","科研费","廉培超"]
[58,"化学工程与工艺专业实验室","2014000809","真空干燥箱","2K-72B","220V,1.5KW",9200,"上海实验仪器厂有限公司","双五金","中国","2014-02-17","科研","重点学科建设经费","蒋丽红"]
[59,"化学工程与工艺专业实验室","2015014815","真空干燥箱","DZF6050B","600W，10-65℃",4290,"上海一恒科学仪器有限公司","一恒","中国","2015-03-10","科研","重点学科建设经费","梅毅"]
[60,"化学工程与工艺专业实验室","20164d0175","真空干燥箱","BPZ-6123LC","电源：220V-50Hz、2400W、温度范围：RT＋10℃﹣200℃",19251.41,"上海一恒科学仪器有限公司","一恒","中国","2013-07-08","教学","德元贷款"]
[61,"化学工程与工艺专业实验室","20164d0176","真空干燥箱","BPZ-6123LC","电源：220V-50Hz、2400W、温度范围：RT＋10℃﹣200℃",19251.41,"上海一恒科学仪器有限公司","一恒","中国","2013-07-08","教学","德元贷款"]
[62,"化学工程与工艺专业实验室","20164d0177","真空干燥箱","BPZ-6123LC","电源：220V-50Hz、2400W、温度范围：RT＋10℃﹣200℃",19251.41,"上海一恒科学仪器有限公司","一恒","中国","2013-07-08","教学","德元贷款"]
[63,"化学工程与工艺专业实验室","20164d0178","真空干燥箱","BPZ-6123LC","电源：220V-50Hz、2400W、温度范围：RT＋10℃﹣200℃",19251.41,"上海一恒科学仪器有限公司","一恒","中国","2013-07-08","教学","德元贷款"]
[64,"化学工程与工艺专业实验室","20164d0179","真空干燥箱","BPZ-6123LC","电源：220V-50Hz、2400W、温度范围：RT＋10℃﹣200℃",19251.41,"上海一恒科学仪器有限公司","一恒","中国","2013-07-08","教学","德元贷款"]
[65,"化学工程与工艺专业实验室","20164d0180","真空干燥箱","BPZ-6123LC","电源：220V-50Hz、2400W、温度范围：RT＋10℃﹣200℃",19251.41,"上海一恒科学仪器有限公司","一恒","中国","2013-07-08","教学","德元贷款"]
[66,"化学工程与工艺专业实验室","80027584","真空干燥箱","BP2-6123","工作尺寸:500*500*500",14600,"上海一恒科技公司",null,"中国","2008-12-01","教学","教学设备费","李沪萍"]
[67,"化学工程与工艺专业实验室","80027585","真空干燥箱","BP2-6123","工作尺寸:500*500*500",14600,"上海一恒科技公司",null,"中国","2008-12-01","教学","教学设备费","蒋丽红"]
[68,"化学工程与工艺专业实验室","20065778","真空泵","SHZ-D-III","循环水",1550,"河南巩义科仪厂",null,"中国","2006-12-01","教学","教学设备费","夏举佩"]
[69,"化学工程与工艺专业实验室","20065779","真空泵","SHZ-D-III","循环水",1550,"河南巩义科仪厂",null,"中国","2006-12-01","教学","教学设备费","夏举佩"]
[70,"化学工程与工艺专业实验室","20101398","真空泵","循环水式","3L",2800,"天津科学器材公司",null,"中国","2010-04-01","科研","科研费","贾庆明"]
[71,"化学工程与工艺专业实验室","20106003","真空泵","SHZ-D-222","双表双抽头",1200,"巩义予华仪器公司",null,"中国","2010-11-01","教学","教学设备费","夏举佩"]
[72,"化学工程与工艺专业实验室","20106004","真空泵","SHZ-D-222","双表双抽头",1200,"巩义予华仪器公司",null,"中国","2010-11-01","教学","教学设备费","夏举佩"]
[73,"化学工程与工艺专业实验室","2014000807","真空泵","2X-4","0.55KW,1400r/m",1450,"上海鑫磊真空设备有限公司","鑫磊","中国","2013-11-22","科研","重点学科建设经费","蒋丽红"]
[74,"化学工程与工艺专业实验室","2011001114","罩体式通风罩","1500*800*1500","钢木结构",4590,"昆明科奥特实验室设备有限公司",null,"中国","2011-11-01","教学","呈贡校区建设费","夏举佩"]
[75,"化学工程与工艺专业实验室","2011001115","罩体式通风罩","1500*800*1500","钢木结构",4590,"昆明科奥特实验室设备有限公司",null,"中国","2011-11-01","教学","呈贡校区建设费","夏举佩"]
[76,"化学工程与工艺专业实验室","2011001117","罩体式通风罩","1500*800*1500","钢木结构",4590,"昆明科奥特实验室设备有限公司",null,"中国","2011-11-01","教学","呈贡校区建设费","夏举佩"]
[77,"化学工程与工艺专业实验室","2011001118","罩体式通风罩","1500*800*1500","钢木结构",4590,"昆明科奥特实验室设备有限公司",null,"中国","2011-11-01","教学","呈贡校区建设费","夏举佩"]
[78,"化学工程与工艺专业实验室","2014003425","匀胶机","CPN-SC-100","匀胶速度：0～8000rmp可调,含无油真空泵和托盘",6500,"中普尼智能科技有限公司","中普尼","中国","2013-07-12","教学","中央财政专项资金","唐辉"]
[79,"化学工程与工艺专业实验室","2011001422","原子吸收罩","400*400","全不锈钢",1200,"昆明科奥特实验室设备有限公司",null,"中国","2011-11-01","教学","呈贡校区建设费","贾庆明"]
[80,"化学工程与工艺专业实验室","2011001423","原子吸收罩","400*400","全不锈钢",1200,"昆明科奥特实验室设备有限公司",null,"中国","2011-11-01","教学","呈贡校区建设费","贾庆明"]
[81,"化学工程与工艺专业实验室","2015014810","原子吸收分光光度计","WFX-320","190-900nm",69210,"北京瑞利分析仪器有限公司","瑞利","中国","2015-03-10","科研","重点学科建设经费","梅毅"]
[82,"化学工程与工艺专业实验室","2017004316","乙炔减压阀","乙炔减压阀","材质：不锈钢316",1500,"江苏方华阀门充灌设备有限公司","方华","中国","2015-10-13","科研","人才引进费","谢德龙"]
[83,"化学工程与工艺专业实验室","20154d0437","乙苯脱氢制苯乙烯设备","GY-202","脱氢反应温度540～600℃；蒸馏水加料速度：0.75 mL/min；乙苯加料速度：0.5 mL/min；即可手动控制，又可在线控制。",51337.08,"华东理工大学化学工程与工艺实验中心","ECUST","中国","2013-07-08","教学","德元贷款","陈卓"]
[84,"化学工程与工艺专业实验室","2017004315","一氧化氮减压阀","一氧化碳减压阀","压力表：25Mpa/0.6Mpa",1500,"江苏方华阀门充灌设备有限公司","方华","中国","2015-10-13","科研","人才引进费","谢德龙"]
[85,"化学工程与工艺专业实验室","20154d0434","液-液平衡数据测定装置","JCH-201","实验控制温度：25℃；最高使用温度：50℃；使用温度范围：0～50℃，恒温室尺寸：500×300×40",9732.66,"华东理工大学化学工程与工艺实验中心","ECUST","中国","2013-07-08","教学","德元贷款","陈卓"]
[86,"化学工程与工艺专业实验室","20154d0435","液-液平衡数据测定装置","JCH-201","实验控制温度：25℃；最高使用温度：50℃；使用温度范围：0～50℃，恒温室尺寸：500×300×40",9732.66,"华东理工大学化学工程与工艺实验中心","ECUST","中国","2013-07-08","教学","德元贷款","陈卓"]
[87,"化学工程与工艺专业实验室","20154d0436","液-液平衡数据测定装置","JCH-201","实验控制温度：25℃；最高使用温度：50℃；使用温度范围：0～50℃，恒温室尺寸：500×300×40",9732.66,"华东理工大学化学工程与工艺实验中心","ECUST","中国","2013-07-08","教学","德元贷款","陈卓"]
[88,"化学工程与工艺专业实验室","20164d0193","液压振动成型机","QFT3-15","电源：380V-50Hz、2000型",122460.33,"西安银马实业发展有限公司","美洲豹2000","中国","2013-07-08","教学","德元贷款"]
[89,"化学工程与工艺专业实验室","2014004643","液压封口机","JK－YYFK－20","85MPa",5000,"深圳晶科诺尔自动化科技有限公司","深圳晶科","中国","2014-11-04","科研","科研费","廉培超"]
[90,"化学工程与工艺专业实验室","2014003430","液相色谱柱","CHIRALPAK？ IC","填料粒径：5 um",15800,"大赛璐药物手性技术（上海）有限公司","大赛璐","中国","2013-07-12","教学","中央财政专项资金","蒋丽红"]
[91,"化学工程与工艺专业实验室","2014003431","液相色谱柱","CHIRALPAK？ IC","填料粒径：5 um",15800,"大赛璐药物手性技术（上海）有限公司","大赛璐","中国","2013-07-12","教学","中央财政专项资金","蒋丽红"]
[92,"化学工程与工艺专业实验室","2014003432","液相色谱柱","CHIRALPAK？ IC","填料粒径：5 um",15800,"大赛璐药物手性技术（上海）有限公司","大赛璐","中国","2013-07-12","教学","中央财政专项资金","蒋丽红"]
[93,"化学工程与工艺专业实验室","2014003433","液相色谱柱","CHIRALPAK？ IC","填料粒径：5 um",15800,"大赛璐药物手性技术（上海）有限公司","大赛璐","中国","2013-07-12","教学","中央财政专项资金","蒋丽红"]
[94,"化学工程与工艺专业实验室","20090684","液相色谱","安捷伦1200","流速＜0.07％RSD",299880,"安捷伦公司",null,"美国","2009-03-01","教学","教学设备费","赵榆林"]
[95,"化学工程与工艺专业实验室","20154d0428","液膜分离实验设备","FL-301","醋酸脱除率：70％；电压：220V；电流：15A",19251.41,"华东理工大学化学工程与工艺实验中心","ECUST","中国","2013-07-08","教学","德元贷款","陈卓"]
[96,"化学工程与工艺专业实验室","20154d0429","液膜分离实验设备","FL-301","醋酸脱除率：70％；电压：220V；电流：15A",19251.41,"华东理工大学化学工程与工艺实验中心","ECUST","中国","2013-07-08","教学","德元贷款","陈卓"]
[97,"化学工程与工艺专业实验室","20154d0430","液膜分离实验设备","FL-301","醋酸脱除率：70％；电压：220V；电流：15A",19251.41,"华东理工大学化学工程与工艺实验中心","ECUST","中国","2013-07-08","教学","德元贷款","陈卓"]
[98,"化学工程与工艺专业实验室","2017003986","液氮制冷高灵敏度检测器","布鲁克BRUKERMCT","TGA-IR或GC-IR联用软件包，windows XP ",100000,"BRUKER OPTIK GMBH(德国，布鲁克)","布鲁克","德国","2015-11-26","科研","人才引进费","谢德龙"]
[99,"化学工程与工艺专业实验室","2011001187","药品柜","1000*470*2000","铝木结构",1000,"昆明科奥特实验室设备有限公司",null,"中国","2011-11-01","教学","呈贡校区建设费","夏举佩"]
[100,"化学工程与工艺专业实验室","2011001188","药品柜","1000*470*2000","铝木结构",1000,"昆明科奥特实验室设备有限公司",null,"中国","2011-11-01","教学","呈贡校区建设费","夏举佩"]
[101,"化学工程与工艺专业实验室","2011001189","药品柜","1000*470*2000","铝木结构",1000,"昆明科奥特实验室设备有限公司",null,"中国","2011-11-01","教学","呈贡校区建设费","夏举佩"]
[102,"化学工程与工艺专业实验室","2011001190","药品柜","1000*470*2000","铝木结构",1000,"昆明科奥特实验室设备有限公司",null,"中国","2011-11-01","教学","呈贡校区建设费","夏举佩"]
[103,"化学工程与工艺专业实验室","2011001191","药品柜","1000*470*2000","铝木结构",1000,"昆明科奥特实验室设备有限公司",null,"中国","2011-11-01","教学","呈贡校区建设费","夏举佩"]
[104,"化学工程与工艺专业实验室","2011001192","药品柜","1000*470*2000","铝木结构",1000,"昆明科奥特实验室设备有限公司",null,"中国","2011-11-01","教学","呈贡校区建设费","夏举佩"]
[105,"化学工程与工艺专业实验室","2011001193","药品柜","1000*470*2000","铝木结构",1000,"昆明科奥特实验室设备有限公司",null,"中国","2011-11-01","教学","呈贡校区建设费","夏举佩"]
[106,"化学工程与工艺专业实验室","2011001194","药品柜","1000*470*2000","铝木结构",1000,"昆明科奥特实验室设备有限公司",null,"中国","2011-11-01","教学","呈贡校区建设费","夏举佩"]
[107,"化学工程与工艺专业实验室","2011001195","药品柜","1000*470*2000","铝木结构",1000,"昆明科奥特实验室设备有限公司",null,"中国","2011-11-01","教学","呈贡校区建设费","夏举佩"]
[108,"化学工程与工艺专业实验室","2011001196","药品柜","1000*470*2000","铝木结构",1000,"昆明科奥特实验室设备有限公司",null,"中国","2011-11-01","教学","呈贡校区建设费","夏举佩"]
[109,"化学工程与工艺专业实验室","2011001197","药品柜","1000*470*2000","铝木结构",1000,"昆明科奥特实验室设备有限公司",null,"中国","2011-11-01","教学","呈贡校区建设费","夏举佩"]
[110,"化学工程与工艺专业实验室","2011001198","药品柜","1000*470*2000","铝木结构",1000,"昆明科奥特实验室设备有限公司",null,"中国","2011-11-01","教学","呈贡校区建设费","夏举佩"]
[111,"化学工程与工艺专业实验室","2011001199","药品柜","1000*470*2000","铝木结构",1000,"昆明科奥特实验室设备有限公司",null,"中国","2011-11-01","教学","呈贡校区建设费","夏举佩"]
[112,"化学工程与工艺专业实验室","2011001200","药品柜","1000*470*2000","铝木结构",1000,"昆明科奥特实验室设备有限公司",null,"中国","2011-11-01","教学","呈贡校区建设费","夏举佩"]
[113,"化学工程与工艺专业实验室","2011001201","药品柜","1000*470*2000","铝木结构",1000,"昆明科奥特实验室设备有限公司",null,"中国","2011-11-01","教学","呈贡校区建设费","夏举佩"]
[114,"化学工程与工艺专业实验室","2011001202","药品柜","1000*470*2000","铝木结构",1000,"昆明科奥特实验室设备有限公司",null,"中国","2011-11-01","教学","呈贡校区建设费","夏举佩"]
[115,"化学工程与工艺专业实验室","2011001203","药品柜","1000*470*2000","铝木结构",1000,"昆明科奥特实验室设备有限公司",null,"中国","2011-11-01","教学","呈贡校区建设费","夏举佩"]
[116,"化学工程与工艺专业实验室","2011001204","药品柜","1000*470*2000","铝木结构",1000,"昆明科奥特实验室设备有限公司",null,"中国","2011-11-01","教学","呈贡校区建设费","夏举佩"]
[117,"化学工程与工艺专业实验室","2011001205","药品柜","1000*470*2000","铝木结构",1000,"昆明科奥特实验室设备有限公司",null,"中国","2011-11-01","教学","呈贡校区建设费","夏举佩"]
[118,"化学工程与工艺专业实验室","2011001206","药品柜","1000*470*2000","铝木结构",1000,"昆明科奥特实验室设备有限公司",null,"中国","2011-11-01","教学","呈贡校区建设费","夏举佩"]
[119,"化学工程与工艺专业实验室","2011001207","药品柜","1000*470*2000","铝木结构",1000,"昆明科奥特实验室设备有限公司",null,"中国","2011-11-01","教学","呈贡校区建设费","夏举佩"]
[120,"化学工程与工艺专业实验室","2011001208","药品柜","1000*470*2000","铝木结构",1000,"昆明科奥特实验室设备有限公司",null,"中国","2011-11-01","教学","呈贡校区建设费","夏举佩"]
[121,"化学工程与工艺专业实验室","2011001209","药品柜","1000*470*2000","铝木结构",1000,"昆明科奥特实验室设备有限公司",null,"中国","2011-11-01","教学","呈贡校区建设费","夏举佩"]
[122,"化学工程与工艺专业实验室","2011001210","药品柜","1000*470*2000","铝木结构",1000,"昆明科奥特实验室设备有限公司",null,"中国","2011-11-01","教学","呈贡校区建设费","夏举佩"]
[123,"化学工程与工艺专业实验室","2011001211","药品柜","1000*470*2000","铝木结构",1000,"昆明科奥特实验室设备有限公司",null,"中国","2011-11-01","教学","呈贡校区建设费","夏举佩"]
[124,"化学工程与工艺专业实验室","2011001212","药品柜","1000*470*2000","铝木结构",1000,"昆明科奥特实验室设备有限公司",null,"中国","2011-11-01","教学","呈贡校区建设费","夏举佩"]
[125,"化学工程与工艺专业实验室","2011001213","药品柜","1000*470*2000","铝木结构",1000,"昆明科奥特实验室设备有限公司",null,"中国","2011-11-01","教学","呈贡校区建设费","夏举佩"]
[126,"化学工程与工艺专业实验室","2011001214","药品柜","1000*470*2000","铝木结构",1000,"昆明科奥特实验室设备有限公司",null,"中国","2011-11-01","教学","呈贡校区建设费","毛文元"]
[127,"化学工程与工艺专业实验室","2011001215","药品柜","1000*470*2000","铝木结构",1000,"昆明科奥特实验室设备有限公司",null,"中国","2011-11-01","教学","呈贡校区建设费","毛文元"]
[128,"化学工程与工艺专业实验室","2011001216","药品柜","1000*470*2000","铝木结构",1000,"昆明科奥特实验室设备有限公司",null,"中国","2011-11-01","教学","呈贡校区建设费","毛文元"]
[129,"化学工程与工艺专业实验室","2011001217","药品柜","1000*470*2000","铝木结构",1000,"昆明科奥特实验室设备有限公司",null,"中国","2011-11-01","教学","呈贡校区建设费","毛文元"]
[130,"化学工程与工艺专业实验室","2011001218","药品柜","1000*470*2000","铝木结构",1000,"昆明科奥特实验室设备有限公司",null,"中国","2011-11-01","教学","呈贡校区建设费","毛文元"]
[131,"化学工程与工艺专业实验室","2011001219","药品柜","1000*470*2000","铝木结构",1000,"昆明科奥特实验室设备有限公司",null,"中国","2011-11-01","教学","呈贡校区建设费","夏举佩"]
[132,"化学工程与工艺专业实验室","2011001220","药品柜","1000*470*2000","铝木结构",1000,"昆明科奥特实验室设备有限公司",null,"中国","2011-11-01","教学","呈贡校区建设费","夏举佩"]
[133,"化学工程与工艺专业实验室","2011001221","药品柜","1000*470*2000","铝木结构",1000,"昆明科奥特实验室设备有限公司",null,"中国","2011-11-01","教学","呈贡校区建设费","夏举佩"]
[134,"化学工程与工艺专业实验室","2011001222","药品柜","1000*470*2000","铝木结构",1000,"昆明科奥特实验室设备有限公司",null,"中国","2011-11-01","教学","呈贡校区建设费","夏举佩"]
[135,"化学工程与工艺专业实验室","2011001223","药品柜","1000*470*2000","铝木结构",1000,"昆明科奥特实验室设备有限公司",null,"中国","2011-11-01","教学","呈贡校区建设费","夏举佩"]
[136,"化学工程与工艺专业实验室","2011001224","药品柜","1000*470*2000","铝木结构",1000,"昆明科奥特实验室设备有限公司",null,"中国","2011-11-01","教学","呈贡校区建设费","夏举佩"]
[137,"化学工程与工艺专业实验室","2011001225","药品柜","1000*470*2000","铝木结构",1000,"昆明科奥特实验室设备有限公司",null,"中国","2011-11-01","教学","呈贡校区建设费","夏举佩"]
[138,"化学工程与工艺专业实验室","2011001226","药品柜","1000*470*2000","铝木结构",1000,"昆明科奥特实验室设备有限公司",null,"中国","2011-11-01","教学","呈贡校区建设费","夏举佩"]
[139,"化学工程与工艺专业实验室","2011001227","药品柜","1000*470*2000","铝木结构",1000,"昆明科奥特实验室设备有限公司",null,"中国","2011-11-01","教学","呈贡校区建设费","夏举佩"]
[140,"化学工程与工艺专业实验室","2011001228","药品柜","1000*470*2000","铝木结构",1000,"昆明科奥特实验室设备有限公司",null,"中国","2011-11-01","教学","呈贡校区建设费","夏举佩"]
[141,"化学工程与工艺专业实验室","2011001229","药品柜","1000*470*2000","铝木结构",1000,"昆明科奥特实验室设备有限公司",null,"中国","2011-11-01","教学","呈贡校区建设费","夏举佩"]
[142,"化学工程与工艺专业实验室","2011001232","药品柜","1000*470*2000","铝木结构",1000,"昆明科奥特实验室设备有限公司",null,"中国","2011-11-01","教学","呈贡校区建设费","夏举佩"]
[143,"化学工程与工艺专业实验室","2011001233","药品柜","1000*470*2000","铝木结构",1000,"昆明科奥特实验室设备有限公司",null,"中国","2011-11-01","教学","呈贡校区建设费","夏举佩"]
[144,"化学工程与工艺专业实验室","2011001234","药品柜","1000*470*2000","铝木结构",1000,"昆明科奥特实验室设备有限公司",null,"中国","2011-11-01","教学","呈贡校区建设费","夏举佩"]
[145,"化学工程与工艺专业实验室","2011001238","药品柜","1000*470*2000","铝木结构",1000,"昆明科奥特实验室设备有限公司",null,"中国","2011-11-01","教学","呈贡校区建设费","夏举佩"]
[146,"化学工程与工艺专业实验室","2011001239","药品柜","1000*470*2000","铝木结构",1000,"昆明科奥特实验室设备有限公司",null,"中国","2011-11-01","教学","呈贡校区建设费","夏举佩"]
[147,"化学工程与工艺专业实验室","2011001240","药品柜","1000*470*2000","铝木结构",1000,"昆明科奥特实验室设备有限公司",null,"中国","2011-11-01","教学","呈贡校区建设费","夏举佩"]
[148,"化学工程与工艺专业实验室","2011001241","药品柜","1000*470*2000","铝木结构",1000,"昆明科奥特实验室设备有限公司",null,"中国","2011-11-01","教学","呈贡校区建设费","夏举佩"]
[149,"化学工程与工艺专业实验室","2011001242","药品柜","1000*470*2000","铝木结构",1000,"昆明科奥特实验室设备有限公司",null,"中国","2011-11-01","教学","呈贡校区建设费","夏举佩"]
[150,"化学工程与工艺专业实验室","2011001243","药品柜","1000*470*2000","铝木结构",1000,"昆明科奥特实验室设备有限公司",null,"中国","2011-11-01","教学","呈贡校区建设费","夏举佩"]
[151,"化学工程与工艺专业实验室","2011001244","药品柜","1000*470*2000","铝木结构",1000,"昆明科奥特实验室设备有限公司",null,"中国","2011-11-01","教学","呈贡校区建设费","夏举佩"]
[152,"化学工程与工艺专业实验室","2011001245","药品柜","1000*470*2000","铝木结构",1000,"昆明科奥特实验室设备有限公司",null,"中国","2011-11-01","教学","呈贡校区建设费","夏举佩"]
[153,"化学工程与工艺专业实验室","2011001246","药品柜","1000*470*2000","铝木结构",1000,"昆明科奥特实验室设备有限公司",null,"中国","2011-11-01","教学","呈贡校区建设费","夏举佩"]
[154,"化学工程与工艺专业实验室","2011001247","药品柜","1000*470*2000","铝木结构",1000,"昆明科奥特实验室设备有限公司",null,"中国","2011-11-01","教学","呈贡校区建设费","夏举佩"]
[155,"化学工程与工艺专业实验室","2011001248","药品柜","1000*470*2000","铝木结构",1000,"昆明科奥特实验室设备有限公司",null,"中国","2011-11-01","教学","呈贡校区建设费","夏举佩"]
[156,"化学工程与工艺专业实验室","2011001249","药品柜","1000*470*2000","铝木结构",1000,"昆明科奥特实验室设备有限公司",null,"中国","2011-11-01","教学","呈贡校区建设费","夏举佩"]
[157,"化学工程与工艺专业实验室","2011001250","药品柜","1000*470*2000","铝木结构",1000,"昆明科奥特实验室设备有限公司",null,"中国","2011-11-01","教学","呈贡校区建设费","夏举佩"]
[158,"化学工程与工艺专业实验室","2011001251","药品柜","1000*470*2000","铝木结构",1000,"昆明科奥特实验室设备有限公司",null,"中国","2011-11-01","教学","呈贡校区建设费","夏举佩"]
[159,"化学工程与工艺专业实验室","2011001252","药品柜","1000*470*2000","铝木结构",1000,"昆明科奥特实验室设备有限公司",null,"中国","2011-11-01","教学","呈贡校区建设费","夏举佩"]
[160,"化学工程与工艺专业实验室","2011001253","药品柜","1000*470*2000","铝木结构",1000,"昆明科奥特实验室设备有限公司",null,"中国","2011-11-01","教学","呈贡校区建设费","夏举佩"]
[161,"化学工程与工艺专业实验室","2011001254","药品柜","1000*470*2000","铝木结构",1000,"昆明科奥特实验室设备有限公司",null,"中国","2011-11-01","教学","呈贡校区建设费","夏举佩"]
[162,"化学工程与工艺专业实验室","2011001461","药品柜","1000*470*2000","铝木结构",1000,"昆明科奥特实验室设备有限公司",null,"中国","2011-11-01","教学","呈贡校区建设费","贾庆明"]
[163,"化学工程与工艺专业实验室","2017004314","氧气减压阀","氧气减压阀","材质：铜镀镍",1000,"江苏方华阀门充灌设备有限公司","方华","中国","2015-10-13","科研","人才引进费","谢德龙"]
[164,"化学工程与工艺专业实验室","2015008907","烟气采样器","TH-600B","0.5-1.0L/min，100-1500mg/m3",21600,"武汉市天虹仪表有限公司","天虹","中国","2015-04-08","科研","重点学科建设经费","梅毅"]
[165,"化学工程与工艺专业实验室","2015008908","循环水真空泵","SHZ-D3","15000ml，180W",1150,"巩义市予华仪器有限公司","予华","中国","2015-04-08","科研","重点学科建设经费","梅毅"]
[166,"化学工程与工艺专业实验室","2015008909","循环水真空泵","SHZ-D3","15000ml，180W",1150,"巩义市予华仪器有限公司","予华","中国","2015-04-08","科研","重点学科建设经费","梅毅"]
[167,"化学工程与工艺专业实验室","20130479","循环水式真空泵","SHB-IIIA","10L/min",2100,"郑州长城科工贸公司",null,"中国","2013-04-01","科研","科研费","祝琳华"]
[168,"化学工程与工艺专业实验室","11024779","旋转蒸发仪","RE201D","功率40W，立式冷凝器",3500,"巩义予华仪器公司",null,"中国","2011-09-01","教学","呈贡校区建设费","赵榆林"]
[169,"化学工程与工艺专业实验室","2014003423","旋转蒸发仪","RV10 基本型","速度范围：20～270rpm",21800,"德国IKA广州仪科实验室技术有限公司","德国IKA广州","中国","2013-07-12","教学","中央财政专项资金","蒋丽红"]
[170,"化学工程与工艺专业实验室","2014003424","旋转蒸发仪","RV10 基本型","速度范围：20～270rpm",21800,"德国IKA广州仪科实验室技术有限公司","德国IKA广州","中国","2013-07-12","教学","中央财政专项资金","蒋丽红"]
[171,"化学工程与工艺专业实验室","2017004313","旋转蒸发仪","RE2010","温度控制：智能控温",8000,"上海鹰迪仪器设备有限公司","鹰迪","中国","2015-10-13","科研","人才引进费","谢德龙"]
[172,"化学工程与工艺专业实验室","2014003421","旋转蒸发器","RE-2000B","转速：电子无级调速：20～200转/分,2L",5400,"上海亚荣生化仪器厂","上海亚荣","中国","2013-07-12","教学","中央财政专项资金","罗康碧"]
[173,"化学工程与工艺专业实验室","2014003422","旋转蒸发器","RE-2000B","转速：电子无级调速：20～200转/分,2L",5400,"上海亚荣生化仪器厂","上海亚荣","中国","2013-07-12","教学","中央财政专项资金","罗康碧"]
[174,"化学工程与工艺专业实验室","80025856","旋转蒸发器","N-1001","旋转速度20-100rpm",10800,"上海爱朗仪器有限公司",null,"中国","2008-11-01","科研","科研费","蒋丽红"]
[175,"化学工程与工艺专业实验室","20010460","旋转粘度计","NDJ-1","*",3900,"上海天平仪器厂",null,"中国","2001-11-01","教学","教学设备费","唐辉"]
[176,"化学工程与工艺专业实验室","20074237","旋转粘度计","NDJ-1","10MPa/s-1*10.5MPa/s",2800,"上海天平仪器厂",null,"中国","2007-10-01","教学","教学设备费","夏举佩"]
[177,"化学工程与工艺专业实验室","2013414196","旋片真空泵","2XZ－2","抽气速率2升/秒",1200,"上海德英真空照明设备有限公司","上海德英","中国","2013-09-18","科研","科研费","廉培超"]
[178,"化学工程与工艺专业实验室","20074235","旋片式真空泵","2XZ-8C","抽气速度4s 8L",3200,"上海仪表公司",null,"中国","2007-10-01","教学","教学设备费","夏举佩"]
[179,"化学工程与工艺专业实验室","20154d0499","小型喷雾干燥器","SY-6000","在标准干燥室250 ℃进气温度的水分蒸发率：1.5 L/h；进气温度范围：40 ℃～250 ℃；干燥空气通量：100～300 m3/h；",38502.81,"西安德派生物科技有限公司","德派","中国","2013-07-08","教学","德元贷款","陈卓"]
[180,"化学工程与工艺专业实验室","2017003985","小型计算机工作站","OPUS/CHROMOPUS/3D","全中文操作软件，软件符合21CFR Part11规范",5734,"BRUKER OPTIK GMBH(德国，布鲁克)","布鲁克","德国","2015-11-26","科研","人才引进费","谢德龙"]
[181,"化学工程与工艺专业实验室","20074591","箱式无油静音空压机","QWJ-100","排气量100L压力0.8Mpa",5800,"北京金明恒宇机电公司",null,"中国","2007-11-01","教学","教学设备费","张恒"]
[182,"化学工程与工艺专业实验室","20075316","箱式电阻炉","SX2-10-13","功率10KW 温度1300℃",9800,"上海实研电炉有限公司",null,"中国","2007-12-01","教学","教学设备费","夏举佩"]
[183,"化学工程与工艺专业实验室","20115078","箱式电阻炉","SK-0.5-2.5","室温-1300℃",5340,"上海仪器厂",null,"中国","2011-04-01","科研","科研费","陕绍云"]
[184,"化学工程与工艺专业实验室","2015014813","箱式电阻炉","SX2-5-12","5KW,1200℃",4500,"上海市崇明实验仪器厂","崇明","中国","2015-03-10","科研","重点学科建设经费","梅毅"]
[185,"化学工程与工艺专业实验室","19970060","显微镜","211","40-1000倍",5098,"云南化学仪器厂",null,"中国","1997-03-01","科研","教学设备费","祝琳华"]
[186,"化学工程与工艺专业实验室","20054891","显示器","乐华LE980","19寸液晶",2900,"乐华公司",null,"中国","2005-09-01","科研","科研费","唐辉"]
[187,"化学工程与工艺专业实验室","20097149","显示器","飞利浦191E1","19\"LCD",1500,"飞利浦公司",null,"中国","2009-11-01","科研","科研费","贾庆明"]
[188,"化学工程与工艺专业实验室","11024809","无油空压机","CA-11","流速：1000ml/min",3190,"武汉科林普丰仪器公司",null,"中国","2011-09-01","教学","呈贡校区建设费","赵榆林"]
[189,"化学工程与工艺专业实验室","20022789","无级调速机","BQW300型","*",7200,"宝鸡医用设备厂",null,"中国","2002-02-01","科研","科研费","唐辉"]
[190,"化学工程与工艺专业实验室","20102666","稳压电源","5KW-ZZW-5KVA","输入185-255V",1900,"上海鸿保企业公司",null,"中国","2010-07-01","教学","重点学科建设经费","贾庆明"]
[191,"化学工程与工艺专业实验室","20097147","微型计算机(主机)","兼容机","E3200/2G/500G",1000,"昆明精渝科技公司",null,"中国","2009-11-01","科研","科研费","贾庆明"]
[192,"化学工程与工艺专业实验室","11024620","微型计算机","兼容机","G620/4G/1000G/20\"",3660,"呈贡众源计算机公司",null,"中国","2011-09-01","科研","科研费","苏毅"]
[193,"化学工程与工艺专业实验室","20097148","微型计算机","兼容机","E5300/2G/500G/19\"LCD",7000,"昆明春城达电脑公司",null,"中国","2009-11-01","科研","科研费","贾庆明"]
[194,"化学工程与工艺专业实验室","20116192","微型计算机","DELL 580S-458","i3/2G/160G/19\"LCD",4650,"戴尔有限公司",null,"中国","2011-05-01","科研","科研费","苏毅"]
[195,"化学工程与工艺专业实验室","20121240","微型计算机","华硕 ET2012","双核2.4G/2G/500G",7700,"华硕电脑公司",null,"中国","2012-10-01","科研","科研费","贾庆明"]
[196,"化学工程与工艺专业实验室","20121661","微型计算机","戴尔 390MT","i5-2400/4G/1TB/21寸",5960,"戴尔有限公司",null,"中国","2012-12-01","教学","重点学科建设经费","蒋丽红"]
[197,"化学工程与工艺专业实验室","20130488","微型计算机","联想 ET2011","双核2.4GHZ/4G/500G",3000,"联想集团公司",null,"中国","2013-04-01","科研","科研费","贾庆明"]
[198,"化学工程与工艺专业实验室","2013412467","微型计算机","联想家悦S520","G645，2G内存，500G硬盘，1G独显",2999,"联想集团有限公司","联想","中国","2013-09-14","科研","科研费","苏红莹"]
[199,"化学工程与工艺专业实验室","2014002650","微型计算机","H515 A6-5200 4G1TGD","处理器AMD A6-5200四核处理器，内存 4G内存 ",3980,"联想集团有限公司","联想","中国","2013-09-08","科研","科研费","周新涛"]
[200,"化学工程与工艺专业实验室","2016001816","微型计算机","戴尔I5348-R7938T","Win7触控一体机，第四代英特尔酷睿i5-4440s",9000,"戴尔厦门有限公司","戴尔","中国","2016-02-02","教学","重点学科建设经费","蒋丽红"]
[201,"化学工程与工艺专业实验室","2016001819","微型计算机","惠普480G2","(intel双核2.8G 4G 500G",4050,"上海惠普有限公司","惠普","中国","2016-02-02","教学","其它经费","祝琳华"]
[202,"化学工程与工艺专业实验室","2016001820","微型计算机","惠普480G2","(intel双核2.8G 4G 500G",4050,"上海惠普有限公司","惠普","中国","2016-02-02","教学","其它经费","祝琳华"]
[203,"化学工程与工艺专业实验室","2016001825","微型计算机","兼容机","酷睿i7 4代系列，CPUIntel 酷睿i7 4790",6000,"云南华东电脑科技有限公司","兼容机","中国","2016-02-02","教学","重点学科建设经费","夏举佩"]
[204,"化学工程与工艺专业实验室","2016010782","微型计算机","戴尔OptiPlex 3030 AIO","I3 4160/4G/500G/DVDRW/19.5",4350,"戴尔（中国）有限公司","戴尔","中国","2016-10-26","教学","人才引进费","梅毅"]
[205,"化学工程与工艺专业实验室","2013414360","微型高压反应釜","YZMPR-50","50ML，最高工作压力10MPa，最高工作温度300℃",11500,"北京岩征生物科技有限公司","岩征仪器","中国","2013-12-23","科研","科研费","贾庆明"]
[206,"化学工程与工艺专业实验室","2013414361","微型高压反应釜","YZMPR-50","50ML，最高工作压力10MPa，最高工作温度300℃",11500,"北京岩征生物科技有限公司","岩征仪器","中国","2013-12-23","科研","科研费","贾庆明"]
[207,"化学工程与工艺专业实验室","20121375","微型反应釜","SLM-50","250℃，1.2KW",14900,"北京世纪森朗仪器公司",null,"中国","2012-10-01","科研","科研费","贾庆明"]
[208,"化学工程与工艺专业实验室","20072804","微机库仑测硫仪","CLS-5","测量范围1-99.99％",51300,"江苏江分电分析公司",null,"中国","2007-09-01","教学","教学设备费","夏举佩"]
[209,"化学工程与工艺专业实验室","20072810","微机灰熔融性测定仪","HR-4A","测温:室温-1520℃",37500,"鹤壁华泰仪器仪表公司",null,"中国","2007-09-01","教学","教学设备费","夏举佩"]
[210,"化学工程与工艺专业实验室","20091782","微波灰化系统","Phoenix","输出功率1400W",175000,"CEXT公司",null,"美国","2009-05-01","教学","教学设备费","蒋丽红"]
[211,"化学工程与工艺专业实验室","2014000969","投影仪","明基E1080ST","2000~2999流明,分辨率：1080P,4.0kg",8000,"昆明忠聚科技有限公司","明基","中国","2014-03-15","科研","科研费","贾庆明"]
[212,"化学工程与工艺专业实验室","2016001822","投影仪","NECM420X+","3LCD，0.63英寸芯片，亮度4200流明",7200,"NEC中国有限公司","NEC","中国","2016-02-02","教学","重点学科建设经费","夏举佩"]
[213,"化学工程与工艺专业实验室","2016001823","投影仪","明基MX507","对比度8000:1、亮度3200流明、分辨率1080p",5000,"明基电通上海有限公司","明基","中国","2016-02-02","教学","重点学科建设经费","蒋丽红"]
[214,"化学工程与工艺专业实验室","2016001862","投影仪","索尼CW259","3LCD芯片：3×0.75英寸 4500流明 ",10000,"索尼中国有限公司","索尼","中国","2016-02-02","教学","其它经费","陈克利"]
[215,"化学工程与工艺专业实验室","20121662","投影机","NEC NP63+","3000流明",9265,"NEC公司",null,"中国","2012-12-01","教学","重点学科建设经费","罗康碧"]
[216,"化学工程与工艺专业实验室","2014002148","投影机","TMT－K09","多媒体液晶投影机",1354,"深圳市图美时代科技有限公司","图美时代","中国","2014-04-26","科研","科研费","廉培超"]
[217,"化学工程与工艺专业实验室","2017003987","同步热分析仪","耐驰STA449F3","温度准确度：＜±.01摄氏度（标准金属），多点校正。",553166,"德国耐驰仪器制造有限公司","耐驰","德国","2015-11-26","科研","人才引进费","谢德龙"]
[218,"化学工程与工艺专业实验室","80027586","同步热分析仪","STA449F3","最大称重量：10g",540000,"耐驰仪器制造公司",null,"德国","2008-12-01","教学","教学设备费","贾庆明"]
[219,"化学工程与工艺专业实验室","2011001268","通风系统","TF-5、9、14、23","风速0.5米/秒，噪声小于60分贝",16750,"昆明科奥特实验室设备有限公司",null,"中国","2011-11-01","教学","呈贡校区建设费","夏举佩"]
[220,"化学工程与工艺专业实验室","2011001269","通风系统","TF-5、9、14、23","风速0.5米/秒，噪声小于60分贝",16750,"昆明科奥特实验室设备有限公司",null,"中国","2011-11-01","教学","呈贡校区建设费","夏举佩"]
[221,"化学工程与工艺专业实验室","2011001270","通风系统","TF-3","风速0.5米/秒，噪声小于60分贝",36050,"昆明科奥特实验室设备有限公司",null,"中国","2011-11-01","教学","呈贡校区建设费","夏举佩"]
[222,"化学工程与工艺专业实验室","2011001271","通风系统","TF-7、8、16、29","风速0.5米/秒，噪声小于60分贝",12625,"昆明科奥特实验室设备有限公司",null,"中国","2011-11-01","教学","呈贡校区建设费","夏举佩"]
[223,"化学工程与工艺专业实验室","2011001272","通风系统","TF-7、8、16、29","风速0.5米/秒，噪声小于60分贝",12625,"昆明科奥特实验室设备有限公司",null,"中国","2011-11-01","教学","呈贡校区建设费","夏举佩"]
[224,"化学工程与工艺专业实验室","2011001273","通风系统","TF-7、8、16、29","风速0.5米/秒，噪声小于60分贝",12625,"昆明科奥特实验室设备有限公司",null,"中国","2011-11-01","教学","呈贡校区建设费","夏举佩"]
[225,"化学工程与工艺专业实验室","2011001274","通风系统","TF-21","风速0.5米/秒，噪声小于60分贝",31500,"昆明科奥特实验室设备有限公司",null,"中国","2011-11-01","教学","呈贡校区建设费","夏举佩"]
[226,"化学工程与工艺专业实验室","2011001275","通风系统","TF-33","风速0.5米/秒，噪声小于60分贝",30620,"昆明科奥特实验室设备有限公司",null,"中国","2011-11-01","教学","呈贡校区建设费","夏举佩"]
[227,"化学工程与工艺专业实验室","2011001276","通风系统","TF-35","风速0.5米/秒，噪声小于60分贝",33600,"昆明科奥特实验室设备有限公司",null,"中国","2011-11-01","教学","呈贡校区建设费","夏举佩"]
[228,"化学工程与工艺专业实验室","2011001277","通风系统","TF-36","风速0.5米/秒，噪声小于60分贝",28113,"昆明科奥特实验室设备有限公司",null,"中国","2011-11-01","教学","呈贡校区建设费","夏举佩"]
[229,"化学工程与工艺专业实验室","2011001119","通风柜","1500*850*2350","塑钢结构",8800,"昆明科奥特实验室设备有限公司",null,"中国","2011-11-01","教学","呈贡校区建设费","夏举佩"]
[230,"化学工程与工艺专业实验室","2011001120","通风柜","1500*850*2350","塑钢结构",8800,"昆明科奥特实验室设备有限公司",null,"中国","2011-11-01","教学","呈贡校区建设费","夏举佩"]
[231,"化学工程与工艺专业实验室","2011001121","通风柜","1500*850*2350","塑钢结构",8800,"昆明科奥特实验室设备有限公司",null,"中国","2011-11-01","教学","呈贡校区建设费","夏举佩"]
[232,"化学工程与工艺专业实验室","2011001122","通风柜","1500*850*2350","塑钢结构",8800,"昆明科奥特实验室设备有限公司",null,"中国","2011-11-01","教学","呈贡校区建设费","夏举佩"]
[233,"化学工程与工艺专业实验室","2011001123","通风柜","1500*850*2350","塑钢结构",8800,"昆明科奥特实验室设备有限公司",null,"中国","2011-11-01","教学","呈贡校区建设费","夏举佩"]
[234,"化学工程与工艺专业实验室","2011001124","通风柜","1500*850*2350","塑钢结构",8800,"昆明科奥特实验室设备有限公司",null,"中国","2011-11-01","教学","呈贡校区建设费","夏举佩"]
[235,"化学工程与工艺专业实验室","2011001125","通风柜","1500*850*2350","塑钢结构",8800,"昆明科奥特实验室设备有限公司",null,"中国","2011-11-01","教学","呈贡校区建设费","夏举佩"]
[236,"化学工程与工艺专业实验室","2011001126","通风柜","1500*850*2350","塑钢结构",8800,"昆明科奥特实验室设备有限公司",null,"中国","2011-11-01","教学","呈贡校区建设费","夏举佩"]
[237,"化学工程与工艺专业实验室","2011001127","通风柜","1500*850*2350","塑钢结构",8800,"昆明科奥特实验室设备有限公司",null,"中国","2011-11-01","教学","呈贡校区建设费","夏举佩"]
[238,"化学工程与工艺专业实验室","2011001128","通风柜","1500*850*2350","塑钢结构",8800,"昆明科奥特实验室设备有限公司",null,"中国","2011-11-01","教学","呈贡校区建设费","夏举佩"]
[239,"化学工程与工艺专业实验室","2011001129","通风柜","1500*850*2350","塑钢结构",8800,"昆明科奥特实验室设备有限公司",null,"中国","2011-11-01","教学","呈贡校区建设费","夏举佩"]
[240,"化学工程与工艺专业实验室","2011001130","通风柜","1500*850*2350","塑钢结构",8800,"昆明科奥特实验室设备有限公司",null,"中国","2011-11-01","教学","呈贡校区建设费","夏举佩"]
[241,"化学工程与工艺专业实验室","2011001131","通风柜","1500*850*2350","塑钢结构",8800,"昆明科奥特实验室设备有限公司",null,"中国","2011-11-01","教学","呈贡校区建设费","夏举佩"]
[242,"化学工程与工艺专业实验室","2011001132","通风柜","1500*850*2350","塑钢结构",8800,"昆明科奥特实验室设备有限公司",null,"中国","2011-11-01","教学","呈贡校区建设费","夏举佩"]
[243,"化学工程与工艺专业实验室","2011001133","通风柜","1500*850*2350","塑钢结构",8800,"昆明科奥特实验室设备有限公司",null,"中国","2011-11-01","教学","呈贡校区建设费","夏举佩"]
[244,"化学工程与工艺专业实验室","2011001134","通风柜","1500*850*2350","塑钢结构",8800,"昆明科奥特实验室设备有限公司",null,"中国","2011-11-01","教学","呈贡校区建设费","夏举佩"]
[245,"化学工程与工艺专业实验室","2011001135","通风柜","1500*850*2350","塑钢结构",8800,"昆明科奥特实验室设备有限公司",null,"中国","2011-11-01","教学","呈贡校区建设费","夏举佩"]
[246,"化学工程与工艺专业实验室","2011001136","通风柜","1500*850*2350","塑钢结构",8800,"昆明科奥特实验室设备有限公司",null,"中国","2011-11-01","教学","呈贡校区建设费","夏举佩"]
[247,"化学工程与工艺专业实验室","2011001137","通风柜","1500*850*2350","塑钢结构",8800,"昆明科奥特实验室设备有限公司",null,"中国","2011-11-01","教学","呈贡校区建设费","夏举佩"]
[248,"化学工程与工艺专业实验室","2011001138","通风柜","1500*850*2350","塑钢结构",8800,"昆明科奥特实验室设备有限公司",null,"中国","2011-11-01","教学","呈贡校区建设费","夏举佩"]
[249,"化学工程与工艺专业实验室","2011001139","通风柜","1500*850*2350","塑钢结构",8800,"昆明科奥特实验室设备有限公司",null,"中国","2011-11-01","教学","呈贡校区建设费","夏举佩"]
[250,"化学工程与工艺专业实验室","2011001140","通风柜","1200*850*2350","塑钢结构",7900,"昆明科奥特实验室设备有限公司",null,"中国","2011-11-01","教学","呈贡校区建设费","夏举佩"]
[251,"化学工程与工艺专业实验室","2011001141","通风柜","1200*850*2350","塑钢结构",7900,"昆明科奥特实验室设备有限公司",null,"中国","2011-11-01","教学","呈贡校区建设费","夏举佩"]
[252,"化学工程与工艺专业实验室","20120910","调速多用振荡器","HY-2","振动频率500次/分钟",1000,"金坛宏华仪器公司",null,"中国","2012-06-01","科研","科研费","周新涛"]
[253,"化学工程与工艺专业实验室","20072243","调速电动搅拌器","RW20 Digital.n","最大搅拌量20L",2579,"广州仪科实验室公司",null,"中国","2007-09-01","教学","教学设备费","夏举佩"]
[254,"化学工程与工艺专业实验室","20072244","调速电动搅拌器","RW20 Digital.n","最大搅拌量20L",2579,"广州仪科实验室公司",null,"中国","2007-09-01","教学","教学设备费","夏举佩"]
[255,"化学工程与工艺专业实验室","20072245","调速电动搅拌器","RW20 Digital.n","最大搅拌量20L",2579,"广州仪科实验室公司",null,"中国","2007-09-01","教学","教学设备费","夏举佩"]
[256,"化学工程与工艺专业实验室","20072246","调速电动搅拌器","RW20 Digital.n","最大搅拌量20L",2579,"广州仪科实验室公司",null,"中国","2007-09-01","教学","教学设备费","夏举佩"]
[257,"化学工程与工艺专业实验室","20130322","台式鼓风干燥箱","DHG-G030A","控温范围50℃-250℃",1700,"上海齐欣科学仪器公司",null,"中国","2013-03-01","科研","科研费","廉培超"]
[258,"化学工程与工艺专业实验室","2015003634","台式鼓风干燥箱","DHG-9030A(101-0A)","电源电压AC220V 50HZ 控温范围50℃-250℃",1680,"上海齐欣科学仪器有限公司","上海齐欣科学仪器有限公司","中国","2014-11-04","科研","科研费","苏红莹"]
[259,"化学工程与工艺专业实验室","2014003348","酸度计","PHSJ-4F","测量范围：pH：(-2.00～20.00)pH",4000,"上海仪电科学仪器股份有限公司","上海仪电","中国","2013-07-12","教学","中央财政专项资金","蒋丽红"]
[260,"化学工程与工艺专业实验室","2014003349","酸度计","PHSJ-4F","测量范围：pH：(-2.00～20.00)pH",4000,"上海仪电科学仪器股份有限公司","上海仪电","中国","2013-07-12","教学","中央财政专项资金","蒋丽红"]
[261,"化学工程与工艺专业实验室","2015000727","酸度计","PHS-3C","220V,50HZ",2800,"上海仪电科学仪器股份有限公司","雷磁","中国","2014-11-11","科研","重点学科建设经费","梅毅"]
[262,"化学工程与工艺专业实验室","2013002419","松香色块","标准色块","色差＜1.5",3000,"南京林化所",null,"中国","2013-01-01","教学","重点学科建设经费","蒋丽红"]
[263,"化学工程与工艺专业实验室","20121803","四柱液压机","YFC32-100T","公称压力3150KN",48000,"南通福昌锻压机械公司",null,"中国","2012-12-01","科研","科研费","夏举佩"]
[264,"化学工程与工艺专业实验室","2014003434","四联平行反应釜","TK-GPF4","4台容积为50ml反应釜与4台10ml的下釜体",85000,"西安太康生物科技有限公司","西安太康","中国","2013-07-12","教学","中央财政专项资金","蒋丽红"]
[265,"化学工程与工艺专业实验室","2013412932","水浴恒温振荡器","SHY-2A","双功能，Tr+5-100℃调速40-220转/分振幅20mm",2680,"金坛市大地自动化仪器厂","大地","中国","2011-02-14","教学","呈贡校区建设费","唐辉"]
[266,"化学工程与工艺专业实验室","20059455","水循环真空泵","GH2-111","*",1280,"巩义英予仪器厂",null,"中国","2005-12-01","教学","教学设备费","夏举佩"]
[267,"化学工程与工艺专业实验室","20059456","水循环真空泵","GH2-111","*",1280,"巩义英予仪器厂",null,"中国","2005-12-01","教学","教学设备费","夏举佩"]
[268,"化学工程与工艺专业实验室","20091786","水循环真空泵","A-1000S","排气量16L/min",4400,"上海爱朗仪器公司",null,"中国","2009-05-01","教学","教学设备费","蒋丽红"]
[269,"化学工程与工艺专业实验室","20091787","水循环真空泵","A-1000S","排气量16L/min",4400,"上海爱朗仪器公司",null,"中国","2009-05-01","教学","教学设备费","李沪萍"]
[270,"化学工程与工艺专业实验室","20099901","水泥胶砂搅拌机","JJ-5","60r/min",4700,"无锡建材科研仪器厂",null,"中国","2009-11-01","科研","科研费","夏举佩"]
[271,"化学工程与工艺专业实验室","20099902","水泥胶砂搅拌机","JJ-5","60r/min",4700,"无锡建材科研仪器厂",null,"中国","2009-11-01","科研","科研费","夏举佩"]
[272,"化学工程与工艺专业实验室","2014003416","水流抽气机","A-1000S","排气量：16L/ min",4800,"上海爱朗仪器有限公司","上海爱朗","中国","2013-07-12","教学","中央财政专项资金","蒋丽红"]
[273,"化学工程与工艺专业实验室","2014003417","水流抽气机","A-1000S","排气量：16L/ min",4800,"上海爱朗仪器有限公司","上海爱朗","中国","2013-07-12","教学","中央财政专项资金","蒋丽红"]
[274,"化学工程与工艺专业实验室","2014003418","水流抽气机","A-1000S","排气量：16L/ min",4800,"上海爱朗仪器有限公司","上海爱朗","中国","2013-07-12","教学","中央财政专项资金","蒋丽红"]
[275,"化学工程与工艺专业实验室","2014003419","水流抽气机","A-1000S","排气量：16L/ min",4800,"上海爱朗仪器有限公司","上海爱朗","中国","2013-07-12","教学","中央财政专项资金","蒋丽红"]
[276,"化学工程与工艺专业实验室","20164d0196","水分分析仪","ZDY-501","分辨率0-99.10％",3192.52,"上海仪电分析仪器有限公司","雷磁","中国","2013-07-08","教学","德元贷款"]
[277,"化学工程与工艺专业实验室","20164d0197","水分分析仪","ZDY-501","分辨率0-99.10％",3192.52,"上海仪电分析仪器有限公司","雷磁","中国","2013-07-08","教学","德元贷款"]
[278,"化学工程与工艺专业实验室","2011001144","双水池柜","1500*750*800","钢木结构",2490,"昆明科奥特实验室设备有限公司",null,"中国","2011-11-01","教学","呈贡校区建设费","夏举佩"]
[279,"化学工程与工艺专业实验室","2011001145","双水池柜","1500*750*800","钢木结构",2490,"昆明科奥特实验室设备有限公司",null,"中国","2011-11-01","教学","呈贡校区建设费","夏举佩"]
[280,"化学工程与工艺专业实验室","2011001146","双水池柜","1500*750*800","钢木结构",2490,"昆明科奥特实验室设备有限公司",null,"中国","2011-11-01","教学","呈贡校区建设费","夏举佩"]
[281,"化学工程与工艺专业实验室","2011001147","双水池柜","1500*750*800","钢木结构",2490,"昆明科奥特实验室设备有限公司",null,"中国","2011-11-01","教学","呈贡校区建设费","夏举佩"]
[282,"化学工程与工艺专业实验室","2011001148","双水池柜","1500*750*800","钢木结构",2490,"昆明科奥特实验室设备有限公司",null,"中国","2011-11-01","教学","呈贡校区建设费","夏举佩"]
[283,"化学工程与工艺专业实验室","2011001151","双水池柜","900*750*800","钢木结构",1763,"昆明科奥特实验室设备有限公司",null,"中国","2011-11-01","教学","呈贡校区建设费","夏举佩"]
[284,"化学工程与工艺专业实验室","2011001152","双水池柜","900*750*800","钢木结构",1763,"昆明科奥特实验室设备有限公司",null,"中国","2011-11-01","教学","呈贡校区建设费","夏举佩"]
[285,"化学工程与工艺专业实验室","2011001153","双水池柜","900*750*800","钢木结构",1763,"昆明科奥特实验室设备有限公司",null,"中国","2011-11-01","教学","呈贡校区建设费","夏举佩"]
[286,"化学工程与工艺专业实验室","2011001154","双水池柜","900*750*800","钢木结构",1763,"昆明科奥特实验室设备有限公司",null,"中国","2011-11-01","教学","呈贡校区建设费","夏举佩"]
[287,"化学工程与工艺专业实验室","2011001155","双水池柜","900*750*800","钢木结构",1763,"昆明科奥特实验室设备有限公司",null,"中国","2011-11-01","教学","呈贡校区建设费","夏举佩"]
[288,"化学工程与工艺专业实验室","2011001156","双水池柜","900*750*800","钢木结构",1763,"昆明科奥特实验室设备有限公司",null,"中国","2011-11-01","教学","呈贡校区建设费","夏举佩"]
[289,"化学工程与工艺专业实验室","2011001157","双水池柜","900*750*800","钢木结构",1763,"昆明科奥特实验室设备有限公司",null,"中国","2011-11-01","教学","呈贡校区建设费","夏举佩"]
[290,"化学工程与工艺专业实验室","2011001158","双水池柜","900*750*800","钢木结构",1763,"昆明科奥特实验室设备有限公司",null,"中国","2011-11-01","教学","呈贡校区建设费","夏举佩"]
[291,"化学工程与工艺专业实验室","2011001159","双水池柜","900*750*800","钢木结构",1763,"昆明科奥特实验室设备有限公司",null,"中国","2011-11-01","教学","呈贡校区建设费","夏举佩"]
[292,"化学工程与工艺专业实验室","2011001160","双水池柜","900*750*800","钢木结构",1763,"昆明科奥特实验室设备有限公司",null,"中国","2011-11-01","教学","呈贡校区建设费","夏举佩"]
[293,"化学工程与工艺专业实验室","2011001161","双水池柜","900*750*800","钢木结构",1763,"昆明科奥特实验室设备有限公司",null,"中国","2011-11-01","教学","呈贡校区建设费","夏举佩"]
[294,"化学工程与工艺专业实验室","2011001162","双水池柜","900*750*800","钢木结构",1763,"昆明科奥特实验室设备有限公司",null,"中国","2011-11-01","教学","呈贡校区建设费","夏举佩"]
[295,"化学工程与工艺专业实验室","2011001163","双水池柜","900*750*800","钢木结构",1763,"昆明科奥特实验室设备有限公司",null,"中国","2011-11-01","教学","呈贡校区建设费","夏举佩"]
[296,"化学工程与工艺专业实验室","2011001164","双水池柜","900*750*800","钢木结构",1763,"昆明科奥特实验室设备有限公司",null,"中国","2011-11-01","教学","呈贡校区建设费","夏举佩"]
[297,"化学工程与工艺专业实验室","20075312","双目型偏光显微镜","BK-POL","放大倍数40-1000倍",35100,"重庆奥特光学仪器公司",null,"中国","2007-12-01","教学","教学设备费","夏举佩"]
[298,"化学工程与工艺专业实验室","2014003415","双联平行反应釜","TK-GPF2","含2台容积为250ml反应釜与2台100ml的下釜体",58000,"西安太康生物科技有限公司","西安太康","中国","2013-07-12","教学","中央财政专项资金","蒋丽红"]
[299,"化学工程与工艺专业实验室","2014003413","双功能水浴振荡器","SHA-B","转速振幅：起动 0～300r/min",2800,"常州国华电器有限公司","常州国华","中国","2013-07-12","教学","中央财政专项资金","罗康碧"]
[300,"化学工程与工艺专业实验室","2014003414","双功能水浴振荡器","SHA-B","转速振幅：起动 0～300r/min",2800,"常州国华电器有限公司","常州国华","中国","2013-07-12","教学","中央财政专项资金","罗康碧"]
[301,"化学工程与工艺专业实验室","2017004312","数字电导率仪","DDS-11A","温度补偿范围：（5~35）℃",2600,"上海精密科学仪器有限公司","精密","中国","2015-10-13","科研","人才引进费","谢德龙"]
[302,"化学工程与工艺专业实验室","2015013939","数显主机","4442025","15L/0-2000rpm",8160,"艾卡（广州）仪器设备有限公司","IKA","中国","2015-06-23","科研","重点学科建设经费","梅毅"]
[303,"化学工程与工艺专业实验室","2015013941","数显主机","R40","25L/0-2000rpm",8380,"艾卡（广州）仪器设备有限公司","IKA","中国","2015-06-23","科研","重点学科建设经费","梅毅"]
[304,"化学工程与工艺专业实验室","2015013942","数显主机","R60","40L/0-2000rpm",10840,"艾卡（广州）仪器设备有限公司","IKA","中国","2015-06-23","科研","重点学科建设经费","梅毅"]
[305,"化学工程与工艺专业实验室","20072808","数显酸度计","PHS-3E","分辨ph:0.01ph",1680,"江苏江分电分析公司",null,"中国","2007-09-01","教学","教学设备费","夏举佩"]
[306,"化学工程与工艺专业实验室","20072809","数显酸度计","PHS-3E","分辨ph:0.01ph",1680,"江苏江分电分析公司",null,"中国","2007-09-01","教学","教学设备费","夏举佩"]
[307,"化学工程与工艺专业实验室","80027578","数显酸度计","PHS-3B","温度：0.01-100℃",2100,"上海雷磁仪器厂",null,"中国","2008-12-01","教学","教学设备费","李沪萍"]
[308,"化学工程与工艺专业实验室","80027579","数显酸度计","PHS-3B","温度：0.01-100℃",2100,"上海雷磁仪器厂",null,"中国","2008-12-01","教学","教学设备费","李沪萍"]
[309,"化学工程与工艺专业实验室","20154d0501","数显六联电动搅拌器","JJ-4A","数显测速：0～3000转/min，定时：120 min，功率：180 W。",2941.19,"西安德派生物科技有限公司","德派","中国","2013-07-08","教学","德元贷款","陈卓"]
[310,"化学工程与工艺专业实验室","20154d0502","数显六联电动搅拌器","JJ-4A","数显测速：0～3000转/min，定时：120 min，功率：180 W。",2941.19,"西安德派生物科技有限公司","德派","中国","2013-07-08","教学","德元贷款","陈卓"]
[311,"化学工程与工艺专业实验室","2011008930","数显搅拌器","HSDJ-110","最大容量：40L",1380,"金坛市双捷实验仪器厂",null,"中国","2011-12-01","教学","呈贡校区建设费","夏举佩"]
[312,"化学工程与工艺专业实验室","11024778","数显恒温水浴振荡器","SHA-B","振幅：20mm",3560,"江苏金坛科析仪器公司",null,"中国","2011-09-01","教学","呈贡校区建设费","赵榆林"]
[313,"化学工程与工艺专业实验室","20164d0593","数显电热恒温干燥箱","101-3A","*",2139.05,"上海圣科仪器设备有限公司","圣科","中国","2013-07-08","教学","德元贷款"]
[314,"化学工程与工艺专业实验室","20164d0594","数显电热恒温干燥箱","101-3A","*",2139.05,"上海圣科仪器设备有限公司","圣科","中国","2013-07-08","教学","德元贷款"]
[315,"化学工程与工艺专业实验室","20164d0194","数显白度仪","WGZ-1","分辨率0-99.9％",2994.66,"海鼎科科学仪器有限公司","鼎科","中国","2013-07-08","教学","德元贷款"]
[316,"化学工程与工艺专业实验室","20164d0195","数显白度仪","WGZ-1","分辨率0-99.9％",2994.66,"海鼎科科学仪器有限公司","鼎科","中国","2013-07-08","教学","德元贷款"]
[317,"化学工程与工艺专业实验室","11027300","数码相机","佳能 600（18-135）","1600万像素",9700,"佳能公司",null,"马来西亚","2011-12-01","科研","科研费","贾庆明"]
[318,"化学工程与工艺专业实验室","20043277","数码相机","美能达Z2","400万像素",3850,"北京美能达公司",null,"中国","2004-09-01","科研","科研费","余建川"]
[319,"化学工程与工艺专业实验室","2017004311","手套箱","Super(1220/750/900)","箱子尺子：1220*750*900mm",130000,"米开罗那（中国)有限公司","米开罗那","中国","2015-10-13","科研","人才引进费","廉培超"]
[320,"化学工程与工艺专业实验室","19960924","试验用压片机","*","Φ16mm",4650,"昆明青力机械厂",null,"中国","1996-12-01","科研","教学设备费","祝琳华"]
[321,"化学工程与工艺专业实验室","2011001088","实验台","1500*1500*800","钢木结构",3180,"昆明科奥特实验室设备有限公司",null,"中国","2011-11-01","教学","呈贡校区建设费","毛文元"]
[322,"化学工程与工艺专业实验室","20062813","实验室砼搅拌机","HJW-60单卧轴","JG3036-1996",4000,"沈阳巨林检验仪器公司",null,"中国","2006-07-01","科研","科研费","夏举佩"]
[323,"化学工程与工艺专业实验室","20154d0439","实验软件","RJ101","一氧化碳中低温变换工艺实验的计算机仿真",3422.47,"华东理工大学化学工程与工艺实验中心","ECUST","中国","2013-07-08","教学","德元贷款","陈卓"]
[324,"化学工程与工艺专业实验室","2017004334","实验高压均质机","AH-BASIC","产品过程年度：<2000cps",130000,"ATS ENGINEERINGING","ATS","中国","2015-10-13","科研","人才引进费","谢德龙"]
[325,"化学工程与工艺专业实验室","20106525","实验反应釜","WFS-0.5","500ml，20℃-250℃",6000,"山东反应釜设备厂",null,"中国","2010-12-01","科研","科研费","贾庆明"]
[326,"化学工程与工艺专业实验室","2015014108","湿法磷酸萃取槽","非标","100w，90-1300r/min，45L",20680,"浙江诚泰化工机械有限公司","诚泰","中国","2015-04-20","科研","重点学科建设经费","梅毅"]
[327,"化学工程与工艺专业实验室","2016001824","摄像机","索尼FDR-AX30","4K/25P影像录制（逐行扫描）像素1820万",6200,"索尼中国有限公司","索尼","中国","2016-02-02","教学","重点学科建设经费","蒋丽红"]
[328,"化学工程与工艺专业实验室","20120895","沙发","三人位","牛皮",1700,"广州办公家具厂",null,"中国","2012-06-01","科研","科研费","陈卓"]
[329,"化学工程与工艺专业实验室","2016001801","扫描仪","爱普生V370","大幅面：A4 ",1000,"爱普生中国有限公司","爱普生","中国","2016-02-02","科研","重点学科建设经费","蒋丽红"]
[330,"化学工程与工艺专业实验室","2016010788","扫描仪","惠普 HP SCANJET G4050","A4，平板式，4800×4800dpi，216×311mm.",2310,"惠普（重庆）有限公司","惠普","中国","2016-10-24","教学","人才引进费","梅毅"]
[331,"化学工程与工艺专业实验室","20023378","扫描器","MICAOTEK98","*",1780,"台湾Micontef公司",null,"中国","2002-07-01","科研","科研费","唐辉"]
[332,"化学工程与工艺专业实验室","20164d0165","三相流化床实验装置","RE-B-1","电源：220V-50Hz",48128.51,"天津津大莱博科技有限公司","津大莱博","中国","2013-07-08","教学","德元贷款"]
[333,"化学工程与工艺专业实验室","20164d0166","三相流化床实验装置","RE-B-1","电源：220V-50Hz",48128.51,"天津津大莱博科技有限公司","津大莱博","中国","2013-07-08","教学","德元贷款"]
[334,"化学工程与工艺专业实验室","20164d0167","三相流化床实验装置","RE-B-1","电源：220V-50Hz",48128.51,"天津津大莱博科技有限公司","津大莱博","中国","2013-07-08","教学","德元贷款"]
[335,"化学工程与工艺专业实验室","2014003420","三位一体合成萃取反应仪","UWave-1000","微波功率范围：0～1000W,微波,紫外,超声波.",132000,"上海新仪微波化学科技有限公司","上海新仪","中国","2013-07-12","教学","中央财政专项资金","蒋丽红"]
[336,"化学工程与工艺专业实验室","2013002418","软化点热值测定仪","FP90","温度范围：室温-375度 重复性 0.3",226800,"梅特勒公司",null,"瑞士","2013-01-01","教学","重点学科建设经费","蒋丽红"]
[337,"化学工程与工艺专业实验室","2014003412","蠕动泵","BT100-2J","流量范围：0.007～380mL/min",2400,"保定兰格恒流泵有限公司","保定兰格","中国","2013-07-12","教学","中央财政专项资金","唐辉"]
[338,"化学工程与工艺专业实验室","2017004306","蠕动泵","YZ1515X","适用电源：AC90V-260V/30W",4000,"保定兰格恒流泵有限公司","兰格","中国","2015-10-13","科研","人才引进费","谢德龙"]
[339,"化学工程与工艺专业实验室","2017004307","蠕动泵","YZ1515X","适用电源：AC90V-260V/30W",4000,"保定兰格恒流泵有限公司","兰格","中国","2015-10-13","科研","人才引进费","谢德龙"]
[340,"化学工程与工艺专业实验室","2017004308","蠕动泵","YZ1515X","适用电源：AC90V-260V/30W",4000,"保定兰格恒流泵有限公司","兰格","中国","2015-10-13","科研","人才引进费","谢德龙"]
[341,"化学工程与工艺专业实验室","2017004309","蠕动泵","YZ1515X","最大流量：1140ml/min",4000,"保定兰格恒流泵有限公司","兰格","中国","2015-10-13","科研","人才引进费","谢德龙"]
[342,"化学工程与工艺专业实验室","2017004310","蠕动泵","WX10-14","最大流量：20ml/min",4000,"保定兰格恒流泵有限公司","兰格","中国","2015-10-13","科研","人才引进费","谢德龙"]
[343,"化学工程与工艺专业实验室","2017004305","熔融指数测定仪","XNR-400B","控制方式：PLC",16000,"承德市大加仪器有限公司","大加","中国","2015-10-13","科研","人才引进费","谢德龙"]
[344,"化学工程与工艺专业实验室","2014005687","容声冰箱","容声BCD-202M/TX6-GF61","三开门；总容积202L；尺寸600×550×1703mm",1498,"广东容声电器股份有限公司","容声","中国","2014-11-09","科研","科研费","蒋丽红"]
[345,"化学工程与工艺专业实验室","2014003378","热变形维卡软化点测定仪","XRW-300HA","高分子材料变形测量范围：0～1.5mm",28000,"承德市大加仪器有限公司","承德大加","中国","2013-07-12","教学","中央财政专项资金","刘东辉"]
[346,"化学工程与工艺专业实验室","2017004304","热变形维卡软化点测定仪","XRW-300UA","温度显示值误差：0.1℃",23000,"承德市大加仪器有限公司","大加","中国","2015-10-13","科研","人才引进费","谢德龙"]
[347,"化学工程与工艺专业实验室","2014003411","全自动旋光仪","Autopol I-S2","测量范围：±89.99°Arc；浓度：0～99.9%",199000,"美国鲁道夫公司","美国鲁道夫","美国","2013-07-12","教学","中央财政专项资金","蒋丽红"]
[348,"化学工程与工艺专业实验室","20072805","全自动工业分析仪","MAC-2000","测定时间＜20min",105000,"江苏江分电分析公司",null,"中国","2007-09-01","教学","教学设备费","夏举佩"]
[349,"化学工程与工艺专业实验室","20061281","全自动氮吸附比表面仪","3H-2000III型","测量范围0.01-4000",69500,"北京汇海宏纳米公司",null,"中国","2006-04-01","教学","重点学科建设经费","蒋丽红"]
[350,"化学工程与工艺专业实验室","20044999","球磨机","72L","*",4000,"昆明启明新型建材公司",null,"中国","2004-11-01","科研","自筹经费","夏举佩"]
[351,"化学工程与工艺专业实验室","20120443","轻便剪切仪","ZJ-2型","最大法向力12KN",4800,"南京宁西土壤仪器公司",null,"中国","2012-03-01","科研","科研费","夏举佩"]
[352,"化学工程与工艺专业实验室","2011001263","器皿柜","1000*470*200","铝木结构",1100,"昆明科奥特实验室设备有限公司",null,"中国","2011-11-01","教学","呈贡校区建设费","夏举佩"]
[353,"化学工程与工艺专业实验室","2011001264","器皿柜","1000*470*200","铝木结构",1100,"昆明科奥特实验室设备有限公司",null,"中国","2011-11-01","教学","呈贡校区建设费","夏举佩"]
[354,"化学工程与工艺专业实验室","19950412","气压水银表","动槽式","*",1100,"宁波气象仪器厂",null,"中国","1995-10-01","教学","教学设备费","赵榆林"]
[355,"化学工程与工艺专业实验室","2015003756","气体质量流量控制器","CS200A","0.05-0.45MPa",7400,"北京七星华创电子股份有限公司","七星","中国","2015-05-13","科研","重点学科建设经费","梅毅"]
[356,"化学工程与工艺专业实验室","2015003757","气体质量流量控制器","CS200A","0.05-0.45MPa",7400,"北京七星华创电子股份有限公司","七星","中国","2015-05-13","科研","重点学科建设经费","梅毅"]
[357,"化学工程与工艺专业实验室","2015003758","气体质量流量控制器","CS200D","0.05-0.35MPa",12300,"北京七星华创电子股份有限公司","七星","中国","2015-05-13","科研","重点学科建设经费","梅毅"]
[358,"化学工程与工艺专业实验室","2016004025","气体质量流量控制器","CS-200","0-500sccm，0-50slm",7590,"北京七星华创电子股份有限公司","七星华创","中国","2016-03-17","科研","科研费","梅毅"]
[359,"化学工程与工艺专业实验室","2011001182","气瓶柜","900*450*1800","全钢结构",2600,"昆明科奥特实验室设备有限公司",null,"中国","2011-11-01","教学","呈贡校区建设费","夏举佩"]
[360,"化学工程与工艺专业实验室","2011001183","气瓶柜","900*450*1800","全钢结构",2600,"昆明科奥特实验室设备有限公司",null,"中国","2011-11-01","教学","呈贡校区建设费","夏举佩"]
[361,"化学工程与工艺专业实验室","2011001184","气瓶柜","900*450*1800","全钢结构",2600,"昆明科奥特实验室设备有限公司",null,"中国","2011-11-01","教学","呈贡校区建设费","夏举佩"]
[362,"化学工程与工艺专业实验室","2011001185","气瓶柜","900*450*1800","全钢结构",2600,"昆明科奥特实验室设备有限公司",null,"中国","2011-11-01","教学","呈贡校区建设费","夏举佩"]
[363,"化学工程与工艺专业实验室","2011001186","气瓶柜","900*450*1800","全钢结构",2600,"昆明科奥特实验室设备有限公司",null,"中国","2011-11-01","教学","呈贡校区建设费","夏举佩"]
[364,"化学工程与工艺专业实验室","2011001500","气瓶柜","900*450*1800","全钢结构",2600,"昆明科奥特实验室设备有限公司",null,"中国","2011-11-01","教学","呈贡校区建设费","贾庆明"]
[365,"化学工程与工艺专业实验室","2011001501","气瓶柜","900*450*1800","全钢结构",2600,"昆明科奥特实验室设备有限公司",null,"中国","2011-11-01","教学","呈贡校区建设费","贾庆明"]
[366,"化学工程与工艺专业实验室","2011001502","气瓶柜","900*450*1800","全钢结构",2600,"昆明科奥特实验室设备有限公司",null,"中国","2011-11-01","教学","呈贡校区建设费","贾庆明"]
[367,"化学工程与工艺专业实验室","2016006437","气瓶柜","900*450*1800mm","双瓶柜（900*450*1800)有视窗防爆玻璃，有报警装置",2900,"江苏远中实验室系统有限公司","江苏远中","中国","2016-03-14","教学","其它经费","陈卓"]
[368,"化学工程与工艺专业实验室","2016006438","气瓶柜","900*450*1800mm","双瓶柜（900*450*1800)有视窗防爆玻璃，有报警装置",2900,"江苏远中实验室系统有限公司","江苏远中","中国","2016-03-14","教学","其它经费","陈卓"]
[369,"化学工程与工艺专业实验室","2016006439","气瓶柜","900*450*1800mm","双瓶柜（900*450*1800)有视窗防爆玻璃，有报警装置",2900,"江苏远中实验室系统有限公司","江苏远中","中国","2016-03-14","教学","其它经费","陈卓"]
[370,"化学工程与工艺专业实验室","20120898","普通电子天平","FA2004","量程0-200g",2600,"上海恒平仪器公司",null,"中国","2012-06-01","科研","科研费","周新涛"]
[371,"化学工程与工艺专业实验室","2014003379","偏光显微镜熔点测定仪","XPN-203E","总放大倍数：40X～630X",38900,"上海长方光学仪器有限公司","上海长方光学","中国","2013-07-12","教学","中央财政专项资金","刘东辉"]
[372,"化学工程与工艺专业实验室","20074234","膨胀分析仪","JHT-P","电炉温度：0-600℃",14500,"鹤壁天龙煤质仪器公司",null,"中国","2007-10-01","教学","教学设备费","夏举佩"]
[373,"化学工程与工艺专业实验室","20042050","盘式造粒机","TB750","*",7000,"陕西咸阳天邦机械厂",null,"中国","2004-09-01","科研","科研费","唐辉"]
[374,"化学工程与工艺专业实验室","20154d0504","凝胶渗透色谱仪","LC98II-RI","流量范围：0.01~10 mL/min；流量稳定度：≤±0.05%；压力范围：0.00~42 Mpa；温度范围：室温~150℃；设定精度：±0.1℃。",227808.31,"北京温分分析仪器技术开发有限公司","温分","中国","2013-07-08","教学","德元贷款","陈卓"]
[375,"化学工程与工艺专业实验室","20065653","目视比色箱","QSS","光照度大于1000LX",2000,"天津精科材料试验机厂",null,"中国","2006-12-01","科研","重点学科建设经费","蒋丽红"]
[376,"化学工程与工艺专业实验室","2014004532","毛细管柱","DB-5","毛细管30m×0.32mm×0.25um，-60℃-325℃",2800,"安捷伦科技有限公司","安捷伦","中国","2014-11-03","教学","重点学科建设经费","蒋丽红"]
[377,"化学工程与工艺专业实验室","11024775","马弗炉","SX-8-10","额定温度：1000℃",3400,"天津泰斯特仪器公司",null,"中国","2011-09-01","教学","呈贡校区建设费","赵榆林"]
[378,"化学工程与工艺专业实验室","11024782","马弗炉","SX-2.5-12","温度1200℃",2640,"天津泰斯特仪器公司",null,"中国","2011-09-01","教学","呈贡校区建设费","赵榆林"]
[379,"化学工程与工艺专业实验室","20074049","马弗炉","4-10","*",2700,"上海实验仪器厂",null,"中国","2007-04-01","科研","科研费","祝琳华"]
[380,"化学工程与工艺专业实验室","20164d0204","马弗炉","SX-5-12","容积：7L；最高温度：1200 ℃；控温精度：±1 ℃；",3422.47,"上海圣科仪器设备有限公司/常州衡正电子仪器有限公司（代理）","圣科","中国","2013-07-08","教学","德元贷款","贾庆明"]
[381,"化学工程与工艺专业实验室","20164d0205","马弗炉","SX-5-12","容积：7L；最高温度：1200 ℃；控温精度：±1 ℃；",3422.47,"上海圣科仪器设备有限公司/常州衡正电子仪器有限公司（代理）","圣科","中国","2013-07-08","教学","德元贷款","蒋丽红"]
[382,"化学工程与工艺专业实验室","20164d0206","马弗炉","SX-5-12","容积：7L；最高温度：1200 ℃；控温精度：±1 ℃；",3422.47,"上海圣科仪器设备有限公司/常州衡正电子仪器有限公司（代理）","圣科","中国","2013-07-08","教学","德元贷款","罗康碧"]
[383,"化学工程与工艺专业实验室","20072796","罗加指数分析仪","NJ-11","移鼓转速50±2r/min",4300,"鹤壁华泰仪器仪表公司",null,"中国","2007-09-01","教学","教学设备费","夏举佩"]
[384,"化学工程与工艺专业实验室","2017004303","临界氧指数仪","COI","氧浓度测量范围：0-100%",35000,"昆山莫帝斯科燃烧技术仪器有限公司","莫帝斯","中国","2015-10-13","科研","人才引进费","谢德龙"]
[385,"化学工程与工艺专业实验室","20074233","粒度仪","LS-603","测试范围:0.1-500um",88600,"珠海欧美克科技公司",null,"中国","2007-10-01","教学","教学设备费","夏举佩"]
[386,"化学工程与工艺专业实验室","20075318","沥青软化点测定仪","SYP4202-I","功率1KW 钢球9-53mm",1500,"上海阳德石油有限公司",null,"中国","2007-12-01","教学","教学设备费","夏举佩"]
[387,"化学工程与工艺专业实验室","20061280","立式多用吸附仪","非标产品","1000℃微型反应加热炉",79300,"天津大学北洋化工公司",null,"中国","2006-04-01","教学","重点学科建设经费","祝琳华"]
[388,"化学工程与工艺专业实验室","20154d0498","离子色谱仪","883","流速：0.05～10 mL/min，脉动＜1%；电导检测器测量范围：0～10000 μS；电化学检测器测量范围：0～100 nA",171109.06,"瑞士万通中国有限公司","万通","瑞士","2013-07-08","教学","德元贷款","苏毅"]
[389,"化学工程与工艺专业实验室","20091783","离心机","2-16P","最大转速15300rpm",48000,"Sigma公司",null,"德国","2009-05-01","教学","教学设备费","李沪萍"]
[390,"化学工程与工艺专业实验室","20130321","离心机","TDL-80-2B","最大转速4000rpm",1100,"上海安亭科学仪器公司",null,"中国","2013-03-01","科研","科研费","廉培超"]
[391,"化学工程与工艺专业实验室","19910061","离心泵性能测定装置","PXN-1 11/2BA-6","*",5616,"无",null,"中国","1991-03-01","教学","教学设备费","毛文元"]
[392,"化学工程与工艺专业实验室","2014003407","冷却水循环装置","CA-1111","冷却能力：1200W",23000,"上海爱朗仪器有限公司","上海爱朗","中国","2013-07-12","教学","中央财政专项资金","蒋丽红"]
[393,"化学工程与工艺专业实验室","2014003408","冷却水循环装置","CA-1111","冷却能力：1200W",23000,"上海爱朗仪器有限公司","上海爱朗","中国","2013-07-12","教学","中央财政专项资金","蒋丽红"]
[394,"化学工程与工艺专业实验室","2013414376","快速电热水器","奥特朗DSF423","即开即热，加热温度大于40℃",2080,"奥特朗电器有限公司","奥特朗","中国","2013-11-14","科研","科研费","夏举佩"]
[395,"化学工程与工艺专业实验室","2014002201","空气压缩机","SGK-2LB","空气流量0-2L/min",3500,"北京东方精华苑科技有限公司","精华苑科技","中国","2014-05-15","科研","重点学科建设经费","祝琳华"]
[396,"化学工程与工艺专业实验室","20102127","空气发生器","CA-2","300ml/min",2800,"武汉科林公司",null,"中国","2010-06-01","教学","教学设备费","赵榆林"]
[397,"化学工程与工艺专业实验室","20101370","课程论坛和答题系统软件","*","*",5000,"昆明舟禾科技公司",null,"中国","2010-04-01","教学","教学设备费","黄云华"]
[398,"化学工程与工艺专业实验室","2015014811","可见分光光度计","721G","340-1000nm",1625,"上海仪电分析仪器有限公司","仪电","中国","2015-03-10","科研","重点学科建设经费","梅毅"]
[399,"化学工程与工艺专业实验室","11027665","镜头","佳能 70-300","300万倍",8700,"佳能公司",null,"中国","2011-12-01","科研","科研费","贾庆明"]
[400,"化学工程与工艺专业实验室","11027666","镜头","佳能 70-300","300万倍",8700,"佳能公司",null,"中国","2011-12-01","科研","科研费","贾庆明"]
[401,"化学工程与工艺专业实验室","2017004328","静音无油空压机","OTS750x2-50L","使用压力：0.7mpa",2000,"台州市奥突斯工贸有限公司","奥突斯","中国","2015-10-13","科研","人才引进费","谢德龙"]
[402,"化学工程与工艺专业实验室","2015000920","精密型盐水喷雾试验箱","JR-SH-60","220V,50Hz",8700,"深圳市杰瑞试验设备有限公司","杰瑞","中国","2015-03-25","科研","重点学科建设经费","梅毅"]
[403,"化学工程与工艺专业实验室","2016006432","紧急喷淋洗眼器","SONY PMW-EX280","全高2325mm、淋身器2100mm、洗眼器高1030mm",2800,"绍兴市科恩实验设备有限公司","绍兴科恩","中国","2016-03-14","教学","其它经费","陈卓"]
[404,"化学工程与工艺专业实验室","2016006433","紧急喷淋洗眼器","SONY PMW-EX280","全高2325mm、淋身器2100mm、洗眼器高1030mm",2800,"绍兴市科恩实验设备有限公司","绍兴科恩","中国","2016-03-14","教学","其它经费","陈卓"]
[405,"化学工程与工艺专业实验室","2016006434","紧急喷淋洗眼器","SONY PMW-EX280","全高2325mm、淋身器2100mm、洗眼器高1030mm",2800,"绍兴市科恩实验设备有限公司","绍兴科恩","中国","2016-03-14","教学","其它经费","陈卓"]
[406,"化学工程与工艺专业实验室","2016006435","紧急喷淋洗眼器","SONY PMW-EX280","全高2325mm、淋身器2100mm、洗眼器高1030mm",2800,"绍兴市科恩实验设备有限公司","绍兴科恩","中国","2016-03-14","教学","其它经费","陈卓"]
[407,"化学工程与工艺专业实验室","2016006436","紧急喷淋洗眼器","SONY PMW-EX280","全高2325mm、淋身器2100mm、洗眼器高1030mm",2800,"绍兴市科恩实验设备有限公司","绍兴科恩","中国","2016-03-14","教学","其它经费","陈卓"]
[408,"化学工程与工艺专业实验室","20071462","接触调压器","TSGC-9KVA","9KVA",1145,"德力西集团电气公司",null,"中国","2007-06-01","科研","科研费","张恒"]
[409,"化学工程与工艺专业实验室","2011008932","搅拌器","HHJ","功率不小于70W",1460,"金坛市双捷实验仪器厂",null,"中国","2011-12-01","教学","呈贡校区建设费","夏举佩"]
[410,"化学工程与工艺专业实验室","20120901","搅拌器","DF-101S","转速140±5r/min",1200,"郑州长城仪器公司",null,"中国","2012-06-01","科研","科研费","周新涛"]
[411,"化学工程与工艺专业实验室","20120903","搅拌器","DF-101S","转速140±5r/min",1200,"郑州长城仪器公司",null,"中国","2012-06-01","科研","科研费","周新涛"]
[412,"化学工程与工艺专业实验室","20120906","搅拌机","RW-20","转速125±10r/min",4500,"广州仪科公司",null,"中国","2012-06-01","科研","科研费","夏举佩"]
[413,"化学工程与工艺专业实验室","20120907","搅拌机","RW-20","转速125±10r/min",4500,"广州仪科公司",null,"中国","2012-06-01","科研","科研费","夏举佩"]
[414,"化学工程与工艺专业实验室","20120908","搅拌机","RW-20","转速125±10r/min",4500,"广州仪科公司",null,"中国","2012-06-01","科研","科研费","夏举佩"]
[415,"化学工程与工艺专业实验室","2011001265","角柜","1000*1000*800","钢木结构",1500,"昆明科奥特实验室设备有限公司",null,"中国","2011-11-01","教学","呈贡校区建设费","夏举佩"]
[416,"化学工程与工艺专业实验室","2011001266","角柜","1000*1000*800","钢木结构",1500,"昆明科奥特实验室设备有限公司",null,"中国","2011-11-01","教学","呈贡校区建设费","夏举佩"]
[417,"化学工程与工艺专业实验室","2011001267","角柜","1000*1000*800","钢木结构",1500,"昆明科奥特实验室设备有限公司",null,"中国","2011-11-01","教学","呈贡校区建设费","夏举佩"]
[418,"化学工程与工艺专业实验室","20072797","胶质层测定仪","JC-6","精度160±2mm/160mm",12900,"鹤壁华泰仪器仪表公司",null,"中国","2007-09-01","教学","教学设备费","夏举佩"]
[419,"化学工程与工艺专业实验室","2015014812","交流参数稳压器","CWY-H-1KVA","154-264V",2820,"广东铁塔电气科技有限公司","铁塔","中国","2015-03-10","科研","重点学科建设经费","梅毅"]
[420,"化学工程与工艺专业实验室","2015003759","减压阀","*","YQA-401、不锈钢",1000,"临海市大华仪表有限公司","勇超","中国","2015-04-10","科研","重点学科建设经费","陕绍云"]
[421,"化学工程与工艺专业实验室","2014003406","检测显微镜","8XB-PC","光学方式：透射、返射、偏光、明场、暗场",81800,"上海光学仪器厂","上海光学","中国","2013-07-12","教学","中央财政专项资金","罗康碧"]
[422,"化学工程与工艺专业实验室","2014003396","加热磁力搅拌器","RCT basic","搅拌量 (H2O)：20 L",5900,"德国IKA广州仪科实验室技术有限公司","德国IKA广州","中国","2013-07-12","教学","中央财政专项资金","蒋丽红"]
[423,"化学工程与工艺专业实验室","2014003397","加热磁力搅拌器","RCT basic","搅拌量 (H2O)：20 L",5900,"德国IKA广州仪科实验室技术有限公司","德国IKA广州","中国","2013-07-12","教学","中央财政专项资金","蒋丽红"]
[424,"化学工程与工艺专业实验室","2014003398","加热磁力搅拌器","RCT basic","搅拌量 (H2O)：20 L",5900,"德国IKA广州仪科实验室技术有限公司","德国IKA广州","中国","2013-07-12","教学","中央财政专项资金","蒋丽红"]
[425,"化学工程与工艺专业实验室","2014003399","加热磁力搅拌器","RCT basic","搅拌量 (H2O)：20 L",5900,"德国IKA广州仪科实验室技术有限公司","德国IKA广州","中国","2013-07-12","教学","中央财政专项资金","蒋丽红"]
[426,"化学工程与工艺专业实验室","2014003400","加热磁力搅拌器","RCT basic","搅拌量 (H2O)：20 L",8800,"德国IKA广州仪科实验室技术有限公司","德国IKA广州","中国","2013-07-12","教学","中央财政专项资金","蒋丽红"]
[427,"化学工程与工艺专业实验室","2014003401","加热磁力搅拌器","RCT basic","搅拌量 (H2O)：20 L",8800,"德国IKA广州仪科实验室技术有限公司","德国IKA广州","中国","2013-07-12","教学","中央财政专项资金","蒋丽红"]
[428,"化学工程与工艺专业实验室","2014003402","加热磁力搅拌器","RCT basic","搅拌量 (H2O)：20 L",8800,"德国IKA广州仪科实验室技术有限公司","德国IKA广州","中国","2013-07-12","教学","中央财政专项资金","蒋丽红"]
[429,"化学工程与工艺专业实验室","2014003403","加热磁力搅拌器","RCT basic","搅拌量 (H2O)：20 L",8800,"德国IKA广州仪科实验室技术有限公司","德国IKA广州","中国","2013-07-12","教学","中央财政专项资金","蒋丽红"]
[430,"化学工程与工艺专业实验室","2014003404","加热磁力搅拌器","RET basic","搅拌量 (H2O)：20 L,RET 基本型（安全型）",8800,"德国IKA广州仪科实验室技术有限公司","德国IKA广州","中国","2013-07-12","教学","中央财政专项资金","罗康碧"]
[431,"化学工程与工艺专业实验室","2014003405","加热磁力搅拌器","RET basic","搅拌量 (H2O)：20 L,RET 基本型（安全型）",8800,"德国IKA广州仪科实验室技术有限公司","德国IKA广州","中国","2013-07-12","教学","中央财政专项资金","罗康碧"]
[432,"化学工程与工艺专业实验室","2014001428","集热式恒温磁力搅拌器","DF-101S","500W,250-2000ml",1260,"郑州长城科工贸有限公司","长城","中国","2014-03-18","科研","科研费","祝琳华"]
[433,"化学工程与工艺专业实验室","2014000812","集热式磁力搅拌器","DF-101S","220V,50Hz",1100,"巩义市予华仪器有限责任公司","予华","中国","2013-11-06","科研","重点学科建设经费","蒋丽红"]
[434,"化学工程与工艺专业实验室","2014000813","集热式磁力搅拌器","DF-101S","220V,50Hz",1100,"巩义市予华仪器有限责任公司","予华","中国","2013-11-06","科研","重点学科建设经费","蒋丽红"]
[435,"化学工程与工艺专业实验室","2014000815","集热式磁力搅拌器","DF-101S","220V,50Hz",1100,"巩义市予华仪器有限责任公司","予华","中国","2013-04-02","科研","重点学科建设经费","蒋丽红"]
[436,"化学工程与工艺专业实验室","11024619","激光一体机","兄弟DCT-7055","打印、复印、扫描",1480,"兄弟工业株式会社",null,"日本","2011-09-01","科研","科研费","苏毅"]
[437,"化学工程与工艺专业实验室","11027299","激光一体机","联想 M5786","复印/打印/扫描",4680,"联想集团公司",null,"中国","2011-12-01","科研","科研费","陕绍云"]
[438,"化学工程与工艺专业实验室","20043023","激光打印机","HP1010","兼容机",2260,"惠普公司",null,"中国","2004-01-01","科研","科研费","祝琳华"]
[439,"化学工程与工艺专业实验室","20154d0490","激光打印机","LaserJet Pro P1566","黑白激光打印机,16页/min,A4",1283.43,"惠普/北京慧点数码科技有限公司（代理）","惠普","中国","2013-07-08","教学","德元贷款","张恒"]
[440,"化学工程与工艺专业实验室","20154d0491","激光打印机","LaserJet Pro P1566","黑白激光打印机,16页/min,A4",1283.43,"惠普/北京慧点数码科技有限公司（代理）","惠普","中国","2013-07-08","教学","德元贷款","张恒"]
[441,"化学工程与工艺专业实验室","20154d0492","激光打印机","LaserJet Pro P1566","黑白激光打印机,16页/min,A4",1283.43,"惠普/北京慧点数码科技有限公司（代理）","惠普","中国","2013-07-08","教学","德元贷款","张恒"]
[442,"化学工程与工艺专业实验室","20154d0493","激光打印机","LaserJet Pro P1566","黑白激光打印机,16页/min,A4",1283.43,"惠普/北京慧点数码科技有限公司（代理）","惠普","中国","2013-07-08","教学","德元贷款","张恒"]
[443,"化学工程与工艺专业实验室","20154d0494","激光打印机","LaserJet Pro P1566","黑白激光打印机,16页/min,A4",1283.43,"惠普/北京慧点数码科技有限公司（代理）","惠普","中国","2013-07-08","教学","德元贷款","张恒"]
[444,"化学工程与工艺专业实验室","20154d0495","激光打印机","LaserJet Pro P1566","黑白激光打印机,16页/min,A4",1283.43,"惠普/北京慧点数码科技有限公司（代理）","惠普","中国","2013-07-08","教学","德元贷款","张恒"]
[445,"化学工程与工艺专业实验室","20154d0496","激光打印机","LaserJet Pro P1566","黑白激光打印机,16页/min,A4",1283.43,"惠普/北京慧点数码科技有限公司（代理）","惠普","中国","2013-07-08","教学","德元贷款","张恒"]
[446,"化学工程与工艺专业实验室","20154d0497","激光打印机","LaserJet Pro P1566","黑白激光打印机,16页/min,A4",1283.43,"惠普/北京慧点数码科技有限公司（代理）","惠普","中国","2013-07-08","教学","德元贷款","张恒"]
[447,"化学工程与工艺专业实验室","2014003395","积分通用白度测量仪","GQS-202","测量孔径：φ15mm",6200,"辽宁仪表研究所有限责任公司","辽宁仪表","中国","2013-07-12","教学","中央财政专项资金","罗康碧"]
[448,"化学工程与工艺专业实验室","2014003386","机械搅拌器","RW20 digital","最大搅拌量 (H2O)：20 l",6200,"德国IKA广州仪科实验室技术有限公司","德国IKA广州","中国","2013-07-12","教学","中央财政专项资金","蒋丽红"]
[449,"化学工程与工艺专业实验室","2014003387","机械搅拌器","RW20 digital","最大搅拌量 (H2O)：20 l",6200,"德国IKA广州仪科实验室技术有限公司","德国IKA广州","中国","2013-07-12","教学","中央财政专项资金","蒋丽红"]
[450,"化学工程与工艺专业实验室","2014003388","机械搅拌器","RW20 digital","最大搅拌量 (H2O)：20 l",6200,"德国IKA广州仪科实验室技术有限公司","德国IKA广州","中国","2013-07-12","教学","中央财政专项资金","蒋丽红"]
[451,"化学工程与工艺专业实验室","2014003389","机械搅拌器","RW20 digital","最大搅拌量 (H2O)：20 l",6200,"德国IKA广州仪科实验室技术有限公司","德国IKA广州","中国","2013-07-12","教学","中央财政专项资金","蒋丽红"]
[452,"化学工程与工艺专业实验室","2014003390","机械搅拌器","RW20 digital","最大搅拌量 (H2O)：20 l",6200,"德国IKA广州仪科实验室技术有限公司","德国IKA广州","中国","2013-07-12","教学","中央财政专项资金","蒋丽红"]
[453,"化学工程与工艺专业实验室","2014003391","机械搅拌器","RW20 digital","最大搅拌量 (H2O)：20 l",6200,"德国IKA广州仪科实验室技术有限公司","德国IKA广州","中国","2013-07-12","教学","中央财政专项资金","蒋丽红"]
[454,"化学工程与工艺专业实验室","2014003392","机械搅拌器","欧洲之星强力控制型","最大搅拌量 (H2O)：40L",12500,"德国IKA广州仪科实验室技术有限公司","德国IKA广州","中国","2013-07-12","教学","中央财政专项资金","蒋丽红"]
[455,"化学工程与工艺专业实验室","2014003393","机械搅拌器","欧洲之星强力控制型","最大搅拌量 (H2O)：40L",12500,"德国IKA广州仪科实验室技术有限公司","德国IKA广州","中国","2013-07-12","教学","中央财政专项资金","蒋丽红"]
[456,"化学工程与工艺专业实验室","2014003394","机械搅拌器","欧洲之星强力控制型","最大搅拌量 (H2O)：40L",12500,"德国IKA广州仪科实验室技术有限公司","德国IKA广州","中国","2013-07-12","教学","中央财政专项资金","蒋丽红"]
[457,"化学工程与工艺专业实验室","20072801","火焰光度计","HG-5","测定元素：K Na",14500,"北京检测仪器厂",null,"中国","2007-09-01","教学","教学设备费","夏举佩"]
[458,"化学工程与工艺专业实验室","20075313","活性分析仪","HX-1","炉膛温度1200-1300℃",11200,"鹤壁天龙煤质仪器公司",null,"中国","2007-12-01","教学","教学设备费","夏举佩"]
[459,"化学工程与工艺专业实验室","20062814","混凝土振动台","80*80cm1.1kw","频率2860次/分",1200,"北京交科通达仪器公司",null,"中国","2006-07-01","科研","科研费","夏举佩"]
[460,"化学工程与工艺专业实验室","20080590","化学吸附分析仪","ChemBet3000","体积精度1*10-4",300000,"康塔仪器有限公司",null,"美国","2008-03-01","教学","重点学科建设经费","蒋丽红"]
[461,"化学工程与工艺专业实验室","2015014753","化学微波合成工作站","EXPLORER 12","环形聚焦单模微波模式，微波当量密度 ≥900w/升",384000,"美国培安公司","美国培安","美国","2013-07-12","科研","中央财政专项资金","蒋丽红"]
[462,"化学工程与工艺专业实验室","2014003384","化学成份快速分析仪","GKF-6","硅酸盐,测量通道：3个,多元素快速分析",31600,"湘潭市仪器仪表有限公司","湘潭市仪器仪表","中国","2013-07-12","教学","中央财政专项资金","苏毅"]
[463,"化学工程与工艺专业实验室","2014002614","恒温振荡器","YZQ-A","控温5-50℃，振荡速度40-300rpm",9980,"上海双舜实业发展有限公司","*","中国","2014-06-05","科研","科研费","周新涛"]
[464,"化学工程与工艺专业实验室","20164d0222","恒温水浴搅拌机","76-1","电源：220V-50Hz",1711.24,"上海新诺仪器设备有限公司","新诺","中国","2013-07-08","教学","德元贷款"]
[465,"化学工程与工艺专业实验室","20164d0223","恒温水浴搅拌机","76-1","电源：220V-50Hz",1711.24,"上海新诺仪器设备有限公司","新诺","中国","2013-07-08","教学","德元贷款"]
[466,"化学工程与工艺专业实验室","20164d0214","恒温水浴锅"," HH-4 ","加热功率800W，温控范围：室温-100℃，控温精度±0.1℃",2673.81,"金坛市杰瑞尔电器有限公司","JRE\n杰瑞尔\r\n","中国","2013-07-08","教学","德元贷款"]
[467,"化学工程与工艺专业实验室","20164d0215","恒温水浴锅"," HH-4 ","加热功率800W，温控范围：室温-100℃，控温精度±0.1℃",2673.81,"金坛市杰瑞尔电器有限公司","JRE\n杰瑞尔\r\n","中国","2013-07-08","教学","德元贷款"]
[468,"化学工程与工艺专业实验室","20164d0216","恒温水浴锅"," HH-4 ","加热功率800W，温控范围：室温-100℃，控温精度±0.1℃",2673.81,"金坛市杰瑞尔电器有限公司","JRE\n杰瑞尔\r\n","中国","2013-07-08","教学","德元贷款"]
[469,"化学工程与工艺专业实验室","20164d0217","恒温水浴锅"," HH-4 ","加热功率800W，温控范围：室温-100℃，控温精度±0.1℃",2673.81,"金坛市杰瑞尔电器有限公司","JRE\n杰瑞尔\r\n","中国","2013-07-08","教学","德元贷款"]
[470,"化学工程与工艺专业实验室","20164d0218","恒温水浴锅"," HH-4 ","加热功率800W，温控范围：室温-100℃，控温精度±0.1℃",2673.81,"金坛市杰瑞尔电器有限公司","JRE\n杰瑞尔\r\n","中国","2013-07-08","教学","德元贷款"]
[471,"化学工程与工艺专业实验室","20164d0219","恒温水浴锅"," HH-4 ","加热功率800W，温控范围：室温-100℃，控温精度±0.1℃",2673.81,"金坛市杰瑞尔电器有限公司","JRE\n杰瑞尔\r\n","中国","2013-07-08","教学","德元贷款"]
[472,"化学工程与工艺专业实验室","20164d0220","恒温水浴锅"," HH-4 ","加热功率800W，温控范围：室温-100℃，控温精度±0.1℃",2673.81,"金坛市杰瑞尔电器有限公司","JRE\n杰瑞尔\r\n","中国","2013-07-08","教学","德元贷款"]
[473,"化学工程与工艺专业实验室","20164d0221","恒温水浴锅"," HH-4 ","加热功率800W，温控范围：室温-100℃，控温精度±0.1℃",2673.81,"金坛市杰瑞尔电器有限公司","JRE\n杰瑞尔\r\n","中国","2013-07-08","教学","德元贷款"]
[474,"化学工程与工艺专业实验室","2014003385","恒温密闭超声波反应器","BILON-1000D","工作频率：22±1KHz",40000,"上海比朗仪器有限公司","上海比朗","中国","2013-07-12","教学","中央财政专项资金","祝琳华"]
[475,"化学工程与工艺专业实验室","20120900","恒温恒湿养护箱","40B","温度20℃，湿度》95",3900,"山东艾科仪器公司",null,"中国","2012-06-01","科研","科研费","夏举佩"]
[476,"化学工程与工艺专业实验室","2014004191","恒温鼓风干燥箱","DHG-9030A","额定功率970W",1680,"上海齐欣科学仪器有限公司","*","中国","2014-09-17","科研","科研费","冯权莉"]
[477,"化学工程与工艺专业实验室","20072811","焊结渣性测定仪","JX-2","媒样:3-6mm装样度400c",13400,"鹤壁华泰仪器仪表公司",null,"中国","2007-09-01","教学","教学设备费","夏举佩"]
[478,"化学工程与工艺专业实验室","2014003382","管式气氛炉","MXG1600-60","温度范围：RT～1600℃",24800,"上海微行炉业有限公司","上海微行","中国","2013-07-12","教学","中央财政专项资金","蒋丽红"]
[479,"化学工程与工艺专业实验室","2014003383","管式气氛炉","MXG1600-60","温度范围：RT～1600℃",24800,"上海微行炉业有限公司","上海微行","中国","2013-07-12","教学","中央财政专项资金","蒋丽红"]
[480,"化学工程与工艺专业实验室","2017003212","管式炉","TCGC1700-81","加热速率",21600,"上海仝科电炉设备有限公司","仝科电炉","中国","2017-04-03","科研","科研费","夏举佩"]
[481,"化学工程与工艺专业实验室","20164d0202","管式电炉"," SRJX-2.5-13","炉膛尺寸：2-Φ22×180,最高温度1300 ℃",2566.85,"上海圣科仪器设备有限公司/常州衡正电子仪器有限公司（代理）","圣科","中国","2013-07-08","教学","德元贷款","司甜"]
[482,"化学工程与工艺专业实验室","20164d0203","管式电炉"," SRJX-2.5-13","炉膛尺寸：2-Φ22×180,最高温度1300 ℃",2566.85,"上海圣科仪器设备有限公司/常州衡正电子仪器有限公司（代理）","圣科","中国","2013-07-08","教学","德元贷款","司甜"]
[483,"化学工程与工艺专业实验室","20072800","固定床反应器","GLA-A-1a","反应器直径20mm 0.5KW",122000,"天大北洋化工仪器公司",null,"中国","2007-09-01","教学","教学设备费","夏举佩"]
[484,"化学工程与工艺专业实验室","2011004801","鼓风干燥箱","DHG-9140A","2050W,136L",2260,"上海一恒科学仪器有限公司",null,"中国","2011-11-01","教学","呈贡校区建设费","赵榆林"]
[485,"化学工程与工艺专业实验室","20120072","鼓风干燥箱","DHG-9140A","*",3800,"上海普渡生化公司",null,"中国","2012-01-01","科研","科研费","贾庆明"]
[486,"化学工程与工艺专业实验室","20130480","鼓风干燥箱","GZX-9146MBE","室温-300℃",3600,"上海博讯实业公司",null,"中国","2013-04-01","科研","科研费","祝琳华"]
[487,"化学工程与工艺专业实验室","2014000814","鼓风干燥箱","101A-2E","220V,50Hz",4200,"上海实验仪器厂有限公司","双五金","中国","2013-11-22","科研","重点学科建设经费","蒋丽红"]
[488,"化学工程与工艺专业实验室","20164d0171","鼓风干燥箱"," 101-1B","额定功率1.8Kw，最高温度250℃",2887.71,"上海圣科仪器设备有限公司","圣科","中国","2013-07-08","教学","德元贷款"]
[489,"化学工程与工艺专业实验室","20164d0172","鼓风干燥箱"," 101-1B","额定功率1.8Kw，最高温度250℃",2887.71,"上海圣科仪器设备有限公司","圣科","中国","2013-07-08","教学","德元贷款"]
[490,"化学工程与工艺专业实验室","20164d0173","鼓风干燥箱","101-2B","额定功率1.8Kw，最高温度250℃",2459.9,"上海圣科仪器设备有限公司","圣科","中国","2013-07-08","教学","德元贷款"]
[491,"化学工程与工艺专业实验室","20164d0174","鼓风干燥箱","101-2B","额定功率1.8Kw，最高温度250℃",2459.9,"上海圣科仪器设备有限公司","圣科","中国","2013-07-08","教学","德元贷款"]
[492,"化学工程与工艺专业实验室","2014004516","格兰仕微波炉","G70F23N1P-M8(S0)","额定输入功率1200W（微波）微波输出功率700W",1198,"格兰仕集团有限公司","格兰仕","中国","2014-08-19","科研","科研费","夏举佩"]
[493,"化学工程与工艺专业实验室","2014003381","高粘度搅拌系统","欧洲之星+RW20 digital","最大搅拌量 (H2O)：40 L",16200,"德国IKA广州仪科实验室技术有限公司","德国IKA广州","中国","2013-07-12","教学","中央财政专项资金","刘东辉"]
[494,"化学工程与工艺专业实验室","20061293","高压汽液平衡测定设备","WHFSK-1L","工作压力10MPa",43200,"威海自控反应釜公司",null,"中国","2006-04-01","教学","重点学科建设经费","李沪萍"]
[495,"化学工程与工艺专业实验室","20120444","高压固结仪","WG（GDG）","砝码压力范围2.5-4000",7950,"南京宁西土壤仪器公司",null,"中国","2012-03-01","科研","科研费","夏举佩"]
[496,"化学工程与工艺专业实验室","20120841","高压汞灯","GGZ250","250W，365nm",1000,"上海季光特种照明厂",null,"中国","2012-06-01","科研","科研费","苏红莹"]
[497,"化学工程与工艺专业实验室","20120842","高压汞灯","GGZ250","250W，365nm",1000,"上海季光特种照明厂",null,"中国","2012-06-01","科研","科研费","苏红莹"]
[498,"化学工程与工艺专业实验室","20072799","高压反应器","20MP 2.5L","压力20MPa温度-50-400",24800,"威海恒达化工仪表厂",null,"中国","2007-09-01","教学","教学设备费","夏举佩"]
[499,"化学工程与工艺专业实验室","20101045","高压反应釜","PARR 4578","1.8L/2250W",379000,"PARR公司",null,"中国","2010-03-01","教学","教学设备费","赵文波"]
[500,"化学工程与工艺专业实验室","20164d0207","高温箱式炉","SX-2.5-12","控温范围：100～1100 ℃；",6203.23,"上海圣科仪器设备有限公司/常州衡正电子仪器有限公司（代理）","圣科","中国","2013-07-08","教学","德元贷款","梅毅"]
[501,"化学工程与工艺专业实验室","20075315","高温箱式电阻炉","SSX-12-16","功率2KW 温度1600℃",31300,"上海实研电炉有限公司",null,"中国","2007-12-01","教学","教学设备费","夏举佩"]
[502,"化学工程与工艺专业实验室","20120905","高温箱式电阻炉","SRJX-8-13","1300℃±5℃",6400,"天津泰斯特仪器公司",null,"中国","2012-06-01","科研","科研费","夏举佩"]
[503,"化学工程与工艺专业实验室","2011001112","高温台","6000*800*800","钢木结构",9600,"昆明科奥特实验室设备有限公司",null,"中国","2011-11-01","教学","呈贡校区建设费","夏举佩"]
[504,"化学工程与工艺专业实验室","2011001113","高温台","3600*800*800","钢木结构",5760,"昆明科奥特实验室设备有限公司",null,"中国","2011-11-01","教学","呈贡校区建设费","夏举佩"]
[505,"化学工程与工艺专业实验室","20154d0503","高温老化试验箱","GW-401B","400mm×500mm×500mm；温度范围：RT+10 ℃～200 ℃(300 ℃)；",9625.7,"西安德派生物科技有限公司","德派","中国","2013-07-08","教学","德元贷款","陈卓"]
[506,"化学工程与工艺专业实验室","2014003380","高温节能箱式电炉","HY-1600B","温度：1600℃",21600,"洛阳恒宇实验电炉厂","洛阳恒宇","中国","2013-07-12","教学","中央财政专项资金","苏毅"]
[507,"化学工程与工艺专业实验室","20053024","高温管式电炉","SK-2-12H/4D-11","1000℃",2070,"沈阳节能电炉厂",null,"中国","2005-01-01","科研","科研费","祝琳华"]
[508,"化学工程与工艺专业实验室","2015002835","高速台式离心机","TGL-16C","最高转速16000rpm电压220V频率50Hz功率145",7300,"上海安亭科学仪器厂","飞鸽牌离心机","中国","2014-12-30","科研","重点学科建设经费","贾庆明"]
[509,"化学工程与工艺专业实验室","20120899","高精度电子天平","BS224S","量程0-200g",10300,"赛多利斯精密仪器公司",null,"中国","2012-06-01","科研","科研费","周新涛"]
[510,"化学工程与工艺专业实验室","20081692","高纯氢钢瓶","99.999％","带钢瓶/减压阀",1660,"昆明梅塞尔气体公司",null,"中国","2008-05-01","教学","教学设备费","王平艳"]
[511,"化学工程与工艺专业实验室","20081690","高纯氮钢瓶","99.999％","带钢瓶/减压阀",1550,"昆明梅塞尔气体公司",null,"中国","2008-05-01","教学","教学设备费","王平艳"]
[512,"化学工程与工艺专业实验室","20081691","高纯氮钢瓶","99.999％","带钢瓶/减压阀",1550,"昆明梅塞尔气体公司",null,"中国","2008-05-01","教学","教学设备费","王平艳"]
[513,"化学工程与工艺专业实验室","20130652","钢瓶","30L","*",1000,"昆明梅塞尔气体公司",null,"中国","2013-05-01","教学","教学设备费","贾愚"]
[514,"化学工程与工艺专业实验室","20130653","钢瓶","30L","*",1000,"昆明梅塞尔气体公司",null,"中国","2013-05-01","教学","教学设备费","贾愚"]
[515,"化学工程与工艺专业实验室","20130654","钢瓶","40L","*",1100,"昆明梅塞尔气体公司",null,"中国","2013-05-01","教学","教学设备费","贾愚"]
[516,"化学工程与工艺专业实验室","20074231","干燥箱","DHG-92KOA","内胆：600*500*750mm",3400,"上海一恒科技有限公司",null,"中国","2007-10-01","教学","教学设备费","夏举佩"]
[517,"化学工程与工艺专业实验室","20074232","干燥箱","DHG-92KOA","内胆：600*500*750mm",3400,"上海一恒科技有限公司",null,"中国","2007-10-01","教学","教学设备费","夏举佩"]
[518,"化学工程与工艺专业实验室","20121525","干燥箱","DHG-9030A","350*450*450mm",1700,"成都一科仪器公司",null,"中国","2012-11-01","教学","教学设备费","苏红莹"]
[519,"化学工程与工艺专业实验室","80027582","干燥箱","DHG-9240A","工作尺寸:500*600*750",3700,"上海一恒科技公司",null,"中国","2008-12-01","教学","教学设备费","李沪萍"]
[520,"化学工程与工艺专业实验室","80027583","干燥箱","DHG-9240A","工作尺寸:500*600*750",3700,"上海一恒科技公司",null,"中国","2008-12-01","教学","教学设备费","蒋丽红"]
[521,"化学工程与工艺专业实验室","2014003376","干式涡旋真空泵","DPH020","抽气速率:20m3/h",18000,"上海阿法帕真空设备有限公司","上海阿法帕","中国","2013-07-12","教学","中央财政专项资金","蒋丽红"]
[522,"化学工程与工艺专业实验室","2014003377","干式涡旋真空泵","DPH020","抽气速率:20m3/h",18000,"上海阿法帕真空设备有限公司","上海阿法帕","中国","2013-07-12","教学","中央财政专项资金","贾庆明"]
[523,"化学工程与工艺专业实验室","2017003984","傅立叶变换红外光谱仪","布鲁克BRUKERTENSOR II","光度准确度：优于0.1%",370000,"BRUKER OPTIK GMBH(德国，布鲁克)","布鲁克","德国","2015-11-26","科研","人才引进费","谢德龙"]
[524,"化学工程与工艺专业实验室","2013412640","复合气体分析仪","NK1-GT-2000","CO:0-20%;CO2：0-20%(体积分数)",16000,"深圳科尔诺电子科技有限公司","科尔诺","中国","2013-11-06","教学","科研费","夏举佩"]
[525,"化学工程与工艺专业实验室","2014003375","分析研磨机","A11","研磨杯有效容积：80ml",8000,"德国IKA广州仪科实验室技术有限公司","德国IKA广州","中国","2013-07-12","教学","中央财政专项资金","罗康碧"]
[526,"化学工程与工艺专业实验室","20120912","分光光度计","UV759","波长范围190-1100nm",18500,"上海悦丰仪器公司",null,"中国","2012-06-01","科研","科研费","周新涛"]
[527,"化学工程与工艺专业实验室","2014004517","分光光度计","UV-5500PC","AC110/220 60/50Hz 3.15A",12480,"上海精密仪表仪器有限公司","CANY","中国","2014-08-13","科研","科研费","夏举佩"]
[528,"化学工程与工艺专业实验室","20164d0198","分光光度计","722N","分辨率0.000-1999",1925.14,"上海奥谱勒仪器有限公司","奥普勒","中国","2013-07-08","教学","德元贷款"]
[529,"化学工程与工艺专业实验室","20164d0199","分光光度计","722N","分辨率0.000-1999",1925.14,"上海奥谱勒仪器有限公司","奥普勒","中国","2013-07-08","教学","德元贷款"]
[530,"化学工程与工艺专业实验室","20164d0200","分光光度计","722N","分辨率0.000-1999",1925.14,"上海奥谱勒仪器有限公司","奥普勒","中国","2013-07-08","教学","德元贷款"]
[531,"化学工程与工艺专业实验室","20164d0201","分光光度计","722N","分辨率0.000-1999",1925.14,"上海奥谱勒仪器有限公司","奥普勒","中国","2013-07-08","教学","德元贷款"]
[532,"化学工程与工艺专业实验室","11027319","反应釜","压力30MPa","100ml",9000,"威海线源气成公司",null,"中国","2011-12-01","科研","科研费","陕绍云"]
[533,"化学工程与工艺专业实验室","2017004321","二氧化硫减压阀","二氧化硫减压阀","气体：SO2/N2 1%",1300,"江苏方华阀门充灌设备有限公司","方华","中国","2015-10-13","科研","人才引进费","谢德龙"]
[534,"化学工程与工艺专业实验室","20053025","二氧化硫钢瓶","50公斤/瓶","*",2930,"天津赛美特种气体公司",null,"中国","2005-01-01","科研","科研费","祝琳华"]
[535,"化学工程与工艺专业实验室","20120909","鄂式破碎机","100*60","转速1400r/min",4800,"南昌仪器公司",null,"中国","2012-06-01","科研","科研费","夏举佩"]
[536,"化学工程与工艺专业实验室","20093488","多组分油品分离设备","AZGJ-2","塔釜体积5L,塔径200",192800,"天津奥展科技公司",null,"中国","2009-07-01","教学","教学设备费","夏举佩"]
[537,"化学工程与工艺专业实验室","20154d0505","多功能光化学反应仪器","BL-GHX-V","主体部分包括反应暗箱、汞灯电器控制器、氙灯电器控制器、玻璃反应器皿、光源、光化学反应仪专用搅拌器。",19251.41,"西安德派生物科技有限公司","德派","中国","2013-07-08","教学","德元贷款","陈卓"]
[538,"化学工程与工艺专业实验室","20080473","电子天平","FA1004B","100g 万分之一",4030,"上海越平科学仪器公司",null,"中国","2008-03-01","科研","科研费","陕绍云"]
[539,"化学工程与工艺专业实验室","2014004642","电子天平","BSA124S","最大量程120g",6000,"赛多利斯科学仪器有限公司","赛多利斯","中国","2014-11-12","教学","科研费","廉培超"]
[540,"化学工程与工艺专业实验室","2015014817","电子天平","MS1045","120g",28000,"梅特勒-托利多国际贸易(上海)有限公司","梅特勒-托利多","中国","2015-03-10","科研","重点学科建设经费","梅毅"]
[541,"化学工程与工艺专业实验室","2015014818","电子天平","MS1045","120g",28000,"梅特勒-托利多国际贸易(上海)有限公司","梅特勒-托利多","中国","2015-03-10","科研","重点学科建设经费","梅毅"]
[542,"化学工程与工艺专业实验室","2015014822","电子天平","YP20001","0-2000g",1300,"上海市百典仪器厂","百典","中国","2015-03-10","科研","重点学科建设经费","梅毅"]
[543,"化学工程与工艺专业实验室","2014003373","电子搅拌器","RW20 digital","搅拌量(H2O)：20 L,顶置式,数显型",6200,"德国IKA广州仪科实验室技术有限公司","德国IKA广州","中国","2013-07-12","教学","中央财政专项资金","罗康碧"]
[544,"化学工程与工艺专业实验室","2014003374","电子搅拌器","RW20 digital","搅拌量(H2O)：20 L,顶置式,数显型",6200,"德国IKA广州仪科实验室技术有限公司","德国IKA广州","中国","2013-07-12","教学","中央财政专项资金","罗康碧"]
[545,"化学工程与工艺专业实验室","19960620","电子分析天平","AEL-160","*",12257,"湖南仪器厂",null,"中国","1996-09-01","教学","世行贷款","赵榆林"]
[546,"化学工程与工艺专业实验室","20072247","电子分析天平","TB-214","量程210g,可读性0.1mg",7760,"北京赛多利斯仪器公司",null,"中国","2007-09-01","教学","教学设备费","夏举佩"]
[547,"化学工程与工艺专业实验室","20072248","电子分析天平","TB-214","量程210g,可读性0.1mg",7760,"北京赛多利斯仪器公司",null,"中国","2007-09-01","教学","教学设备费","夏举佩"]
[548,"化学工程与工艺专业实验室","20072249","电子分析天平","TB-214","量程210g,可读性0.1mg",7760,"北京赛多利斯仪器公司",null,"中国","2007-09-01","教学","教学设备费","夏举佩"]
[549,"化学工程与工艺专业实验室","20072250","电子分析天平","TB-214","量程210g,可读性0.1mg",7760,"北京赛多利斯仪器公司",null,"中国","2007-09-01","教学","教学设备费","夏举佩"]
[550,"化学工程与工艺专业实验室","20091784","电子分析天平","AL204-IC","可读性0.1mg",10800,"梅特勒-托利多公司",null,"中国","2009-05-01","教学","教学设备费","蒋丽红"]
[551,"化学工程与工艺专业实验室","20091785","电子分析天平","AL204-IC","可读性0.1mg",10800,"梅特勒-托利多公司",null,"中国","2009-05-01","教学","教学设备费","李沪萍"]
[552,"化学工程与工艺专业实验室","20164d0210","电子分析天平","FA2104N","量程：210 g，可读性：0.1 mg",2459.9,"常州衡正电子仪器有限公司","衡正","中国","2013-07-08","教学","德元贷款","梅毅"]
[553,"化学工程与工艺专业实验室","20164d0211","电子分析天平","FA2104N","量程：210 g，可读性：0.1 mg",2459.9,"常州衡正电子仪器有限公司","衡正","中国","2013-07-08","教学","德元贷款","蒋丽红"]
[554,"化学工程与工艺专业实验室","20164d0212","电子分析天平","FA2104N","量程：210 g，可读性：0.1 mg",2459.9,"常州衡正电子仪器有限公司","衡正","中国","2013-07-08","教学","德元贷款","罗康碧"]
[555,"化学工程与工艺专业实验室","20164d0213","电子分析天平","FA2104N","量程：210 g，可读性：0.1 mg",2459.9,"常州衡正电子仪器有限公司","衡正","中国","2013-07-08","教学","德元贷款","贾庆明"]
[556,"化学工程与工艺专业实验室","2014003369","电子防潮柜","HE-157","箱内容量165升",3800,"汉唐电子（上海）有限公司","汉唐电子","中国","2013-07-12","教学","中央财政专项资金","苏毅"]
[557,"化学工程与工艺专业实验室","2014003370","电子防潮柜","HE-157","箱内容量165升",3800,"汉唐电子（上海）有限公司","汉唐电子","中国","2013-07-12","教学","中央财政专项资金","苏毅"]
[558,"化学工程与工艺专业实验室","20082616","电液式抗折抗压试验机","TYA-300C","30T",22500,"无锡新路达仪器公司",null,"中国","2008-08-01","科研","科研费","夏举佩"]
[559,"化学工程与工艺专业实验室","20082617","电液式抗折抗压试验机","TYA-100C","10T",22000,"无锡新路达仪器公司",null,"中国","2008-08-01","科研","科研费","夏举佩"]
[560,"化学工程与工艺专业实验室","2017004319","电热系数测定仪","DRXF-I/300","测量准确度：±3%",70000,"北京冠测精电仪器设备有限公司","冠测","中国","2015-10-13","科研","人才引进费","谢德龙"]
[561,"化学工程与工艺专业实验室","2015014814","电热恒温振荡水槽","DKZ-2B","30r/min-150r/min",5200,"上海一恒科学仪器有限公司","一恒","中国","2015-03-10","科研","重点学科建设经费","梅毅"]
[562,"化学工程与工艺专业实验室","2011008931","电热恒温水槽","DK-80","功率：750W",1050,"金坛市双捷实验仪器厂",null,"中国","2011-12-01","教学","呈贡校区建设费","夏举佩"]
[563,"化学工程与工艺专业实验室","2015014816","电热鼓风干燥箱","DHG-9140A","2050W/136L",2950,"上海一恒科学仪器有限公司","一恒","中国","2015-03-10","科研","重点学科建设经费","梅毅"]
[564,"化学工程与工艺专业实验室","20164d0181","电热鼓风干燥箱","101-3B","额定功率4Kw，最高温度250℃，尺寸50×60×75",2780.76,"上海圣科仪器设备有限公司","圣科","中国","2013-07-08","教学","德元贷款"]
[565,"化学工程与工艺专业实验室","20164d0182","电热鼓风干燥箱","101-3B","额定功率4Kw，最高温度250℃，尺寸50×60×75",2780.76,"上海圣科仪器设备有限公司","圣科","中国","2013-07-08","教学","德元贷款"]
[566,"化学工程与工艺专业实验室","20164d0183","电热鼓风干燥箱","101-3B","额定功率4Kw，最高温度250℃，尺寸50×60×75",2780.76,"上海圣科仪器设备有限公司","圣科","中国","2013-07-08","教学","德元贷款"]
[567,"化学工程与工艺专业实验室","20164d0184","电热鼓风干燥箱","101-3B","额定功率4Kw，最高温度250℃，尺寸50×60×75",2780.76,"上海圣科仪器设备有限公司","圣科","中国","2013-07-08","教学","德元贷款"]
[568,"化学工程与工艺专业实验室","20164d0185","电热鼓风干燥箱","101-3B","额定功率4Kw，最高温度250℃，尺寸50×60×75",2780.76,"上海圣科仪器设备有限公司","圣科","中国","2013-07-08","教学","德元贷款"]
[569,"化学工程与工艺专业实验室","20164d0186","电热鼓风干燥箱","101-3B","额定功率4Kw，最高温度250℃，尺寸50×60×75",2780.76,"上海圣科仪器设备有限公司","圣科","中国","2013-07-08","教学","德元贷款"]
[570,"化学工程与工艺专业实验室","2014003367","电化学石英晶体微天平","CHI400C","电位范围： -10V～+10V",48000,"上海辰华仪器有限公司","上海辰华","中国","2013-07-12","教学","中央财政专项资金","唐辉"]
[571,"化学工程与工艺专业实验室","20074556","电化学工作站","CHI650C","一般电化学实验可运行",47940,"上海辰华仪器公司",null,"中国","2007-11-01","教学","教学设备费","贾庆明"]
[572,"化学工程与工艺专业实验室","2014003467","电化学工作站","ZF－100","控制电位：－8V—8V；输出电流：0—1A",14000,"上海正方电子电器有限公司","正方","中国","2014-09-10","科研","科研费","廉培超"]
[573,"化学工程与工艺专业实验室","20164d0239","电动搅拌器","JJ-1","电源：220V-52Hz",1336.9,"金坛市杰瑞尔电器有限公司","杰瑞尔","中国","2013-07-08","教学","德元贷款"]
[574,"化学工程与工艺专业实验室","20164d0240","电动搅拌器","JJ-1","电源：220V-52Hz",1336.9,"金坛市杰瑞尔电器有限公司","杰瑞尔","中国","2013-07-08","教学","德元贷款"]
[575,"化学工程与工艺专业实验室","20164d0241","电动搅拌器","JJ-1","电源：220V-52Hz",1336.9,"金坛市杰瑞尔电器有限公司","杰瑞尔","中国","2013-07-08","教学","德元贷款"]
[576,"化学工程与工艺专业实验室","20164d0242","电动搅拌器","JJ-1","电源：220V-52Hz",1336.9,"金坛市杰瑞尔电器有限公司","杰瑞尔","中国","2013-07-08","教学","德元贷款"]
[577,"化学工程与工艺专业实验室","20164d0243","电动搅拌器","JJ-1","电源：220V-52Hz",1336.9,"金坛市杰瑞尔电器有限公司","杰瑞尔","中国","2013-07-08","教学","德元贷款"]
[578,"化学工程与工艺专业实验室","20164d0244","电动搅拌器","JJ-1","电源：220V-52Hz",1336.9,"金坛市杰瑞尔电器有限公司","杰瑞尔","中国","2013-07-08","教学","德元贷款"]
[579,"化学工程与工艺专业实验室","20164d0245","电动搅拌器","JJ-1","电源：220V-52Hz",1336.9,"金坛市杰瑞尔电器有限公司","杰瑞尔","中国","2013-07-08","教学","德元贷款"]
[580,"化学工程与工艺专业实验室","20164d0246","电动搅拌器","JJ-1","电源：220V-52Hz",1336.9,"金坛市杰瑞尔电器有限公司","杰瑞尔","中国","2013-07-08","教学","德元贷款"]
[581,"化学工程与工艺专业实验室","20164d0247","电动搅拌机","JJ-1","电源：220V-50Hz",1336.9,"金坛市杰瑞尔电器有限公司","杰瑞尔","中国","2013-07-08","教学","德元贷款"]
[582,"化学工程与工艺专业实验室","20164d0248","电动搅拌机","JJ-1","电源：220V-50Hz",1336.9,"金坛市杰瑞尔电器有限公司","杰瑞尔","中国","2013-07-08","教学","德元贷款"]
[583,"化学工程与工艺专业实验室","20164d0249","电动搅拌机","JJ-1","电源：220V-50Hz",1336.9,"金坛市杰瑞尔电器有限公司","杰瑞尔","中国","2013-07-08","教学","德元贷款"]
[584,"化学工程与工艺专业实验室","20164d0250","电动搅拌机","JJ-1","电源：220V-50Hz",1336.9,"金坛市杰瑞尔电器有限公司","杰瑞尔","中国","2013-07-08","教学","德元贷款"]
[585,"化学工程与工艺专业实验室","20164d0253","电冰箱","BCD-228WSV","电源：220V-52Hz、容量39×74×117",3956.16,"海尔集团","海尔","中国","2013-07-08","教学","德元贷款"]
[586,"化学工程与工艺专业实验室","19950393","电冰柜","卧式","188L",2150,"昆明兰花冰箱厂",null,"中国","1995-10-01","教学","教学设备费","赵榆林"]
[587,"化学工程与工艺专业实验室","20001046","低温冷却液循环泵","DLSB-口","5度-20度",12032,"郑州长城科工贸公司",null,"中国","2000-10-01","教学","教学设备费","赵榆林"]
[588,"化学工程与工艺专业实验室","2014003365","低温恒温循环器","DL-4005","冷槽容积：5L",10000,"上海比朗仪器有限公司","上海比朗","中国","2013-07-12","教学","中央财政专项资金","蒋丽红"]
[589,"化学工程与工艺专业实验室","2014003366","低温恒温循环器","DL-4005","冷槽容积：5L",10000,"上海比朗仪器有限公司","上海比朗","中国","2013-07-12","教学","中央财政专项资金","蒋丽红"]
[590,"化学工程与工艺专业实验室","2014003363","低温恒温槽","PSL-1400","温度范围：-40℃～0℃",29000,"上海爱朗仪器有限公司","上海爱朗","中国","2013-07-12","教学","中央财政专项资金","蒋丽红"]
[591,"化学工程与工艺专业实验室","2014003364","低温恒温槽","PSL-1400","温度范围：-40℃～0℃",29000,"上海爱朗仪器有限公司","上海爱朗","中国","2013-07-12","教学","中央财政专项资金","蒋丽红"]
[592,"化学工程与工艺专业实验室","2014003435","低温等离子体处理仪","DT-01","腔体容积：4L,不含真空泵",59400,"苏州市奥普斯等离子体科技有限公司","苏州奥普斯","中国","2013-07-12","教学","中央财政专项资金","唐辉"]
[593,"化学工程与工艺专业实验室","20070400","低速离心机","LD4-2A","*",5100,"北京离心机厂",null,"中国","2007-03-01","科研","科研费","祝琳华"]
[594,"化学工程与工艺专业实验室","2017004331","氮气减压阀","方华氮气减压阀","压力表：25Mpa/0.6Mpa",1000,"江苏方华阀门充灌设备有限公司","方华","中国","2015-10-13","科研","人才引进费","谢德龙"]
[595,"化学工程与工艺专业实验室","19990398","单相精密交流稳压器","YS81","5KVA",2250,"宜昌电工仪器厂",null,"中国","1999-01-01","教学","教学设备费","赵榆林"]
[596,"化学工程与工艺专业实验室","19990282","单相精度交流稳压器","YS81","5KVA",2250,"宜昌电工仪器厂",null,"中国","1999-01-01","教学","教学设备费","赵榆林"]
[597,"化学工程与工艺专业实验室","2011001142","单水池柜","1200*750*800","钢木结构",1730,"昆明科奥特实验室设备有限公司",null,"中国","2011-11-01","教学","呈贡校区建设费","夏举佩"]
[598,"化学工程与工艺专业实验室","2011001143","单水池柜","1200*750*800","钢木结构",1730,"昆明科奥特实验室设备有限公司",null,"中国","2011-11-01","教学","呈贡校区建设费","夏举佩"]
[599,"化学工程与工艺专业实验室","2011001369","单水池柜","900*750*800","钢木结构",1520,"昆明科奥特实验室设备有限公司",null,"中国","2011-11-01","教学","呈贡校区建设费","贾庆明"]
[600,"化学工程与工艺专业实验室","20080472","单管式电炉","SK-2-13","1300℃",2650,"沪南电炉烘箱厂",null,"中国","2008-03-01","科研","科研费","陕绍云"]
[601,"化学工程与工艺专业实验室","11024781","单点加热磁力搅拌器","MS10","最大搅拌量15L",3920,"IKA公司",null,"德国","2011-09-01","教学","呈贡校区建设费","赵榆林"]
[602,"化学工程与工艺专业实验室","11024780","单道可调移液器","200-1000ul","连续可调",2100,"吉尔森公司",null,"法国","2011-09-01","教学","呈贡校区建设费","赵榆林"]
[603,"化学工程与工艺专业实验室","20154d0500","大容量离心机","TG16-WS","转速：0～16000转/min，离心管容积：6×50 mL。",6705.91,"湖南赛特湘仪离心机仪器有限公司","卢湘仪","中国","2013-07-08","教学","德元贷款","王平艳"]
[604,"化学工程与工艺专业实验室","2016001795","打印机","富士施乐M268DW","A4、自动双面打印、600×600dpi",1500,"富士施乐中国公司","富士施乐","中国","2016-02-02","教学","重点学科建设经费","蒋丽红"]
[605,"化学工程与工艺专业实验室","20164d0252","催化剂成型及挤出装置","TBL-2","电源：220V-52Hz",4598.95,"天津津大莱博科技有限公司","津大莱博","中国","2013-07-08","教学","德元贷款"]
[606,"化学工程与工艺专业实验室","2014003361","催化剂表征与评价系统","BAD-WFS2","原料配4条气路，2条液路",586000,"北京彼奥德电子技术有限公司","北京彼奥德","中国","2013-07-12","教学","中央财政专项资金","祝琳华"]
[607,"化学工程与工艺专业实验室","11027240","磁力搅拌器","DF-101S","2600转/分，600W",1480,"金坛科析仪器公司",null,"中国","2011-11-01","科研","科研费","祝琳华"]
[608,"化学工程与工艺专业实验室","2015013943","磁力搅拌器","RT5 P S25","0.4L/0-1000rpm",11690,"艾卡（广州）仪器设备有限公司","IKA","中国","2015-06-23","科研","重点学科建设经费","梅毅"]
[609,"化学工程与工艺专业实验室","2015013944","磁力搅拌器","RET B S025","20L/0-1500rpm",7930,"艾卡（广州）仪器设备有限公司","IKA","中国","2015-06-23","科研","重点学科建设经费","梅毅"]
[610,"化学工程与工艺专业实验室","2014003360","磁力反应釜","GSHA-2","工作压力：10MPa",18000,"威海鹏威精密仪器有限公司","威海鹏威","中国","2013-07-12","教学","中央财政专项资金","苏毅"]
[611,"化学工程与工艺专业实验室","11024783","超声波清洗仪","KQ3200DB","功率：400W",2380,"昆山超声波仪器公司",null,"中国","2011-09-01","教学","呈贡校区建设费","赵榆林"]
[612,"化学工程与工艺专业实验室","2014003358","超声波清洗仪","SK8210 HP","工作频率：53KHz",7800,"上海科导超声仪器有限公司","上海科导","中国","2013-07-12","教学","中央财政专项资金","蒋丽红"]
[613,"化学工程与工艺专业实验室","2014003359","超声波清洗仪","SK8210 HP","工作频率：53KHz",7800,"上海科导超声仪器有限公司","上海科导","中国","2013-07-12","教学","中央财政专项资金","蒋丽红"]
[614,"化学工程与工艺专业实验室","2013414195","超声波清洗器","KQ2200DE","超声工作频率40kHz",1710,"昆山市超声仪器有限公司","昆山","中国","2013-09-18","科研","科研费","廉培超"]
[615,"化学工程与工艺专业实验室","2014000810","超声波清洗器","KQ-3200","220v,50Hz",1950,"东莞市科桥超声波设备有限公司","科桥","中国","2013-11-12","科研","重点学科建设经费","蒋丽红"]
[616,"化学工程与工艺专业实验室","2014000811","超声波清洗器","350D","220V,350W",4800,"东莞市科桥超声波设备有限公司","科桥","中国","2013-11-12","科研","重点学科建设经费","蒋丽红"]
[617,"化学工程与工艺专业实验室","2015014819","超声波清洗器","SK3300HP","53KHz，180w",2680,"上海科学超声仪器有限公司","科学","中国","2015-03-10","科研","重点学科建设经费","梅毅"]
[618,"化学工程与工艺专业实验室","20164d0208","超声波清洗器","ds-7510dt","电源：220V-50Hz",1711.24,"上海生析超声仪器有限公司","生析","中国","2013-07-08","教学","德元贷款"]
[619,"化学工程与工艺专业实验室","20164d0209","超声波清洗器","ds-7510dt","电源：220V-50Hz",1711.24,"上海生析超声仪器有限公司","生析","中国","2013-07-08","教学","德元贷款"]
[620,"化学工程与工艺专业实验室","2014003356","超级恒温油槽","CY20","温度范围：室温～300℃",4800,"上海博迅实业有限公司","上海博迅","中国","2013-07-12","教学","中央财政专项资金","罗康碧"]
[621,"化学工程与工艺专业实验室","2014003357","超级恒温油槽","CY20","温度范围：室温～300℃",4800,"上海博迅实业有限公司","上海博迅","中国","2013-07-12","教学","中央财政专项资金","罗康碧"]
[622,"化学工程与工艺专业实验室","11024784","超级恒温器","HH-601","室温-99.9℃",1460,"金坛科析仪器公司",null,"中国","2011-09-01","教学","呈贡校区建设费","赵榆林"]
[623,"化学工程与工艺专业实验室","80027580","超级恒温器","501A","加热功率：1.5KW",2200,"上海实验仪器厂",null,"中国","2008-12-01","教学","教学设备费","李沪萍"]
[624,"化学工程与工艺专业实验室","80027581","超级恒温器","501A","加热功率：1.5KW",2200,"上海实验仪器厂",null,"中国","2008-12-01","教学","教学设备费","李沪萍"]
[625,"化学工程与工艺专业实验室","2014003354","超高速离心机","H1650-W","转速/分:启动Start～16500转",3600,"湖南湘仪离心机仪器有限公司","湖南湘仪","中国","2013-07-12","教学","中央财政专项资金","蒋丽红"]
[626,"化学工程与工艺专业实验室","2014003355","超高速离心机","H1650-W","转速/分:启动Start～16500转",3600,"湖南湘仪离心机仪器有限公司","湖南湘仪","中国","2013-07-12","教学","中央财政专项资金","蒋丽红"]
[627,"化学工程与工艺专业实验室","20074590","超纯水机","AKSW-V-15","出水量15人/小时",18000,"成都唐氏康宁科技公司",null,"中国","2007-11-01","教学","教学设备费","张恒"]
[628,"化学工程与工艺专业实验室","20120911","超纯水机","20L/H","取水流速1-2升/分钟",12500,"青岛佳诺实验设备公司",null,"中国","2012-06-01","科研","科研费","周新涛"]
[629,"化学工程与工艺专业实验室","2014002146","超纯水机","75G","超纯水出水最高能达到18兆欧以上",1780,"美国史密斯","史密斯系列","中国","2014-04-26","科研","科研费","廉培超"]
[630,"化学工程与工艺专业实验室","20058482","差热分析仪","CRY-2P","升温速率1-20℃/min",63000,"上海精密科学仪器公司",null,"中国","2005-12-01","教学","重点学科建设经费","罗康碧"]
[631,"化学工程与工艺专业实验室","2014003350","玻璃反应釜","TFD-0.5","反应釜规格：0.5L",6000,"西安太康生物科技有限公司","西安太康","中国","2013-07-12","教学","中央财政专项资金","蒋丽红"]
[632,"化学工程与工艺专业实验室","2014003351","玻璃反应釜","TFD-0.5","反应釜规格：0.5L",6000,"西安太康生物科技有限公司","西安太康","中国","2013-07-12","教学","中央财政专项资金","蒋丽红"]
[633,"化学工程与工艺专业实验室","2014003352","玻璃反应釜","TFD-0.5","反应釜规格：0.5L",6000,"西安太康生物科技有限公司","西安太康","中国","2013-07-12","教学","中央财政专项资金","蒋丽红"]
[634,"化学工程与工艺专业实验室","2014003353","玻璃反应釜","TFD-0.5","反应釜规格：0.5L",6000,"西安太康生物科技有限公司","西安太康","中国","2013-07-12","教学","中央财政专项资金","蒋丽红"]
[635,"化学工程与工艺专业实验室","2015003755","玻璃反应釜","RAT-3","3L,90W,50-1300r/min",4400,"无锡申科生物技术有限公司","申科","中国","2015-04-15","科研","重点学科建设经费","梅毅"]
[636,"化学工程与工艺专业实验室","20072231","冰箱","荣事达BCD-2062R","*",2298,"荣事达电冰箱有限公司",null,"中国","2007-09-01","科研","科研费","贾庆明"]
[637,"化学工程与工艺专业实验室","20130780","冰箱","荣事达 BC-90M","0-10℃",1280,"合肥荣事达电冰箱公司",null,"中国","2013-05-01","科研","科研费","祝琳华"]
[638,"化学工程与工艺专业实验室","80025869","冰箱","伊莱克斯BCD-251VI","+2℃--+10℃",3290,"伊莱克斯电器公司",null,"中国","2008-11-01","科研","科研费","唐辉"]
[639,"化学工程与工艺专业实验室","2013414194","便携式天平","HCB123","最大承重120",1390,"艾德姆衡器有限公司","艾德姆","中国","2013-09-18","科研","科研费","廉培超"]
[640,"化学工程与工艺专业实验室","2011001111","边实验台2套水","6500*750*800","钢木结构",11300,"昆明科奥特实验室设备有限公司",null,"中国","2011-11-01","教学","呈贡校区建设费","夏举佩"]
[641,"化学工程与工艺专业实验室","2011001110","边实验台1套水","2400*750*800","钢木结构",3004,"昆明科奥特实验室设备有限公司",null,"中国","2011-11-01","教学","呈贡校区建设费","夏举佩"]
[642,"化学工程与工艺专业实验室","2011001061","边实验台","3000*750*800","钢木结构",3180,"昆明科奥特实验室设备有限公司",null,"中国","2011-11-01","教学","呈贡校区建设费","夏举佩"]
[643,"化学工程与工艺专业实验室","2011001062","边实验台","3000*750*800","钢木结构",3180,"昆明科奥特实验室设备有限公司",null,"中国","2011-11-01","教学","呈贡校区建设费","夏举佩"]
[644,"化学工程与工艺专业实验室","2011001063","边实验台","3000*750*800","钢木结构",3180,"昆明科奥特实验室设备有限公司",null,"中国","2011-11-01","教学","呈贡校区建设费","夏举佩"]
[645,"化学工程与工艺专业实验室","2011001065","边实验台","3600*750*800","钢木结构",3816,"昆明科奥特实验室设备有限公司",null,"中国","2011-11-01","教学","呈贡校区建设费","夏举佩"]
[646,"化学工程与工艺专业实验室","2011001066","边实验台","3580*750*800","钢木结构",3816,"昆明科奥特实验室设备有限公司",null,"中国","2011-11-01","教学","呈贡校区建设费","夏举佩"]
[647,"化学工程与工艺专业实验室","2011001070","边实验台","4500*750*800","钢木结构",4770,"昆明科奥特实验室设备有限公司",null,"中国","2011-11-01","教学","呈贡校区建设费","夏举佩"]
[648,"化学工程与工艺专业实验室","2011001072","边实验台","8600*750*800","钢木结构",11096,"昆明科奥特实验室设备有限公司",null,"中国","2011-11-01","教学","呈贡校区建设费","夏举佩"]
[649,"化学工程与工艺专业实验室","2011001074","边实验台","1900*750*800","钢木结构",2014,"昆明科奥特实验室设备有限公司",null,"中国","2011-11-01","教学","呈贡校区建设费","夏举佩"]
[650,"化学工程与工艺专业实验室","2011001075","边实验台","1800*750*800","钢木结构",1908,"昆明科奥特实验室设备有限公司",null,"中国","2011-11-01","教学","呈贡校区建设费","夏举佩"]
[651,"化学工程与工艺专业实验室","2011001076","边实验台","1800*750*800","钢木结构",1908,"昆明科奥特实验室设备有限公司",null,"中国","2011-11-01","教学","呈贡校区建设费","夏举佩"]
[652,"化学工程与工艺专业实验室","2011001077","边实验台","1500*750*800","钢木结构",2310,"昆明科奥特实验室设备有限公司",null,"中国","2011-11-01","教学","呈贡校区建设费","夏举佩"]
[653,"化学工程与工艺专业实验室","2011001078","边实验台","1500*750*800","钢木结构",2310,"昆明科奥特实验室设备有限公司",null,"中国","2011-11-01","教学","呈贡校区建设费","夏举佩"]
[654,"化学工程与工艺专业实验室","2011001079","边实验台","1500*750*800","钢木结构",2310,"昆明科奥特实验室设备有限公司",null,"中国","2011-11-01","教学","呈贡校区建设费","夏举佩"]
[655,"化学工程与工艺专业实验室","2011001080","边实验台","1500*750*800","钢木结构",2310,"昆明科奥特实验室设备有限公司",null,"中国","2011-11-01","教学","呈贡校区建设费","夏举佩"]
[656,"化学工程与工艺专业实验室","2011001081","边实验台","1500*750*800","钢木结构",2310,"昆明科奥特实验室设备有限公司",null,"中国","2011-11-01","教学","呈贡校区建设费","夏举佩"]
[657,"化学工程与工艺专业实验室","2011001082","边实验台","1500*750*800","钢木结构",2310,"昆明科奥特实验室设备有限公司",null,"中国","2011-11-01","教学","呈贡校区建设费","夏举佩"]
[658,"化学工程与工艺专业实验室","2011001083","边实验台","1500*750*800","钢木结构",2310,"昆明科奥特实验室设备有限公司",null,"中国","2011-11-01","教学","呈贡校区建设费","夏举佩"]
[659,"化学工程与工艺专业实验室","2011001084","边实验台","1500*750*800","钢木结构",2310,"昆明科奥特实验室设备有限公司",null,"中国","2011-11-01","教学","呈贡校区建设费","夏举佩"]
[660,"化学工程与工艺专业实验室","2011001085","边实验台","1500*750*800","钢木结构",2310,"昆明科奥特实验室设备有限公司",null,"中国","2011-11-01","教学","呈贡校区建设费","夏举佩"]
[661,"化学工程与工艺专业实验室","2011001086","边实验台","1500*750*800","钢木结构",2310,"昆明科奥特实验室设备有限公司",null,"中国","2011-11-01","教学","呈贡校区建设费","夏举佩"]
[662,"化学工程与工艺专业实验室","2011001087","边实验台","1500*750*800","钢木结构",2310,"昆明科奥特实验室设备有限公司",null,"中国","2011-11-01","教学","呈贡校区建设费","夏举佩"]
[663,"化学工程与工艺专业实验室","11027241","笔记本电脑","苹果iPad2 MC770CH/A","512M/32G/9.7\"",4970,"苹果电脑公司",null,"美国","2011-11-01","科研","科研费","祝琳华"]
[664,"化学工程与工艺专业实验室","11027298","笔记本电脑","联想 G470","i5/2G/500G",8030,"联想集团公司",null,"中国","2011-12-01","科研","科研费","陕绍云"]
[665,"化学工程与工艺专业实验室","11027659","笔记本电脑","索尼SD27","2G/300G/13\"",6700,"索尼公司",null,"中国","2011-12-01","科研","科研费","祝琳华"]
[666,"化学工程与工艺专业实验室","20045375","笔记本电脑","戴尔D600","1.6G/512M/14\"",11000,"戴尔公司",null,"美国","2004-12-01","科研","科研费","祝琳华"]
[667,"化学工程与工艺专业实验室","20070724","笔记本电脑","联想昭阳E290G","1.6G/512M/60G/14.1\"",5930,"联想集团公司",null,"中国","2007-04-01","科研","科研费","刘东辉"]
[668,"化学工程与工艺专业实验室","20072230","笔记本电脑","华硕A6TSenes","TL50/80G/512M",6500,"华硕电脑公司",null,"中国","2007-09-01","科研","科研费","贾庆明"]
[669,"化学工程与工艺专业实验室","20105992","笔记本电脑","ThinkPad 2842-EVC","酷睿2双核/2G/320G",5240,"联想集团公司",null,"中国","2010-11-01","科研","科研费","苏毅"]
[670,"化学工程与工艺专业实验室","20107155","笔记本电脑","ThinkPad 0578-A73","i3/2G/250G/14\"",4350,"联想集团公司",null,"中国","2010-12-01","科研","科研费","贾庆明"]
[671,"化学工程与工艺专业实验室","20121524","笔记本电脑","Aspire 4552G-P362G","AMD/2G/500G/14寸",3750,"宏基电脑公司",null,"中国","2012-11-01","教学","教学设备费","苏红莹"]
[672,"化学工程与工艺专业实验室","20121663","笔记本电脑","联想昭阳K27","i3-2550/2G/500G/12寸",5250,"联想集团公司",null,"中国","2012-12-01","教学","重点学科建设经费","罗康碧"]
[673,"化学工程与工艺专业实验室","2014000970","笔记本电脑","三星NP535U3X-K01","500GB硬盘，AMD双核，4G内存（DDR）,13.3寸",3500,"昆明忠聚科技有限公司","三星","中国","2014-03-15","科研","科研费","贾庆明"]
[674,"化学工程与工艺专业实验室","2014000971","笔记本电脑","三星NP535U3X-K01","500GB硬盘，AMD双核，4G内存（DDR）,13.3寸",3500,"昆明忠聚科技有限公司","三星","中国","2014-03-15","科研","科研费","贾庆明"]
[675,"化学工程与工艺专业实验室","2015009119","笔记本电脑","未来人类 X611","黑色笔记本，375（W）*268（D）*22-45（H）。",13499,"台湾蓝天电脑","未来人类","中国","2015-02-02","科研","其它经费","蒋丽红"]
[676,"化学工程与工艺专业实验室","2016001791","笔记本电脑","戴尔17UR-5758","酷睿i7 4700HQ，CPU主频2.4GHz，",6200,"戴尔厦门有限公司","戴尔","中国","2016-02-01","教学","重点学科建设经费","夏举佩"]
[677,"化学工程与工艺专业实验室","2016001792","笔记本电脑","微软Suyfacepro3","12英寸2160x1440，Intel酷睿",5700,"微软中国有限公司","*微软","中国","2016-02-01","教学","重点学科建设经费","蒋丽红"]
[678,"化学工程与工艺专业实验室","2016010777","笔记本电脑","戴尔Latitude E7470","E7470(I5 6200/4G/500G/无光驱/14寸）",8320,"戴尔（中国）有限公司","戴尔","中国","2016-10-24","教学","科研费","梅毅"]
[679,"化学工程与工艺专业实验室","2016010778","笔记本电脑","戴尔Latitude E7470","E7470(I5 6200/4G/500G/无光驱/14寸）",8320,"戴尔（中国）有限公司","戴尔","中国","2016-10-24","教学","科研费","梅毅"]
[680,"化学工程与工艺专业实验室","20164d0168","比表面及孔隙度分析仪","NOVA4200e","测量范围：比表面积 0.01 m2/g，无已知上限；孔径范围：0.35~400nm（用氮气）1nm=10？;最小相对压力（p/po）：2×10-5。",192514.06,"美国康塔仪器公司","NOVA4200e","中国","2013-07-08","教学","德元贷款","蒋丽红"]
[681,"化学工程与工艺专业实验室","2017003983","保温接口及温控器","布鲁克BRUKERA588","热分析器可以触发FTIR采样",100000,"BRUKER OPTIKGMBH(德国，布鲁克)","布鲁克","德国","2015-11-26","科研","人才引进费","谢德龙"]
[682,"化学工程与工艺专业实验室","20120897","办公桌","高密度板","1800*900*760mm",1300,"广州办公家具厂",null,"中国","2012-06-01","科研","科研费","陈卓"]
[683,"化学工程与工艺专业实验室","20120896","办公椅","大班椅","牛皮",1200,"广州办公家具厂",null,"中国","2012-06-01","科研","科研费","陈卓"]
[684,"化学工程与工艺专业实验室","2011001090","办公边台","1200*750*800","钢木结构",1767,"昆明科奥特实验室设备有限公司",null,"中国","2011-11-01","教学","呈贡校区建设费","夏举佩"]
[685,"化学工程与工艺专业实验室","2011001091","办公边台","1200*750*800","钢木结构",1767,"昆明科奥特实验室设备有限公司",null,"中国","2011-11-01","教学","呈贡校区建设费","夏举佩"]
[686,"化学工程与工艺专业实验室","2011001092","办公边台","1200*750*800","钢木结构",1767,"昆明科奥特实验室设备有限公司",null,"中国","2011-11-01","教学","呈贡校区建设费","夏举佩"]
[687,"化学工程与工艺专业实验室","2011001093","办公边台","1200*750*800","钢木结构",1767,"昆明科奥特实验室设备有限公司",null,"中国","2011-11-01","教学","呈贡校区建设费","夏举佩"]
[688,"化学工程与工艺专业实验室","2011001094","办公边台","1200*750*800","钢木结构",1767,"昆明科奥特实验室设备有限公司",null,"中国","2011-11-01","教学","呈贡校区建设费","夏举佩"]
[689,"化学工程与工艺专业实验室","2011001095","办公边台","1200*750*800","钢木结构",1767,"昆明科奥特实验室设备有限公司",null,"中国","2011-11-01","教学","呈贡校区建设费","夏举佩"]
[690,"化学工程与工艺专业实验室","2011001096","办公边台","1200*750*800","钢木结构",1767,"昆明科奥特实验室设备有限公司",null,"中国","2011-11-01","教学","呈贡校区建设费","夏举佩"]
[691,"化学工程与工艺专业实验室","2011001097","办公边台","1200*750*800","钢木结构",1767,"昆明科奥特实验室设备有限公司",null,"中国","2011-11-01","教学","呈贡校区建设费","夏举佩"]
[692,"化学工程与工艺专业实验室","2011001098","办公边台","1200*750*800","钢木结构",1767,"昆明科奥特实验室设备有限公司",null,"中国","2011-11-01","教学","呈贡校区建设费","夏举佩"]
[693,"化学工程与工艺专业实验室","2011001099","办公边台","1200*750*800","钢木结构",1767,"昆明科奥特实验室设备有限公司",null,"中国","2011-11-01","教学","呈贡校区建设费","夏举佩"]
[694,"化学工程与工艺专业实验室","2011001100","办公边台","1200*750*800","钢木结构",1767,"昆明科奥特实验室设备有限公司",null,"中国","2011-11-01","教学","呈贡校区建设费","夏举佩"]
[695,"化学工程与工艺专业实验室","2011001101","办公边台","1200*750*800","钢木结构",1767,"昆明科奥特实验室设备有限公司",null,"中国","2011-11-01","教学","呈贡校区建设费","夏举佩"]
[696,"化学工程与工艺专业实验室","2011001102","办公边台","1200*750*800","钢木结构",1767,"昆明科奥特实验室设备有限公司",null,"中国","2011-11-01","教学","呈贡校区建设费","夏举佩"]
[697,"化学工程与工艺专业实验室","2011001103","办公边台","1200*750*800","钢木结构",1767,"昆明科奥特实验室设备有限公司",null,"中国","2011-11-01","教学","呈贡校区建设费","夏举佩"]
[698,"化学工程与工艺专业实验室","2011001104","办公边台","1200*750*800","钢木结构",1767,"昆明科奥特实验室设备有限公司",null,"中国","2011-11-01","教学","呈贡校区建设费","夏举佩"]
[699,"化学工程与工艺专业实验室","2011001105","办公边台","1200*750*800","钢木结构",1767,"昆明科奥特实验室设备有限公司",null,"中国","2011-11-01","教学","呈贡校区建设费","夏举佩"]
[700,"化学工程与工艺专业实验室","2011001106","办公边台","1200*750*800","钢木结构",1767,"昆明科奥特实验室设备有限公司",null,"中国","2011-11-01","教学","呈贡校区建设费","夏举佩"]
[701,"化学工程与工艺专业实验室","2011001107","办公边台","1200*750*800","钢木结构",1767,"昆明科奥特实验室设备有限公司",null,"中国","2011-11-01","教学","呈贡校区建设费","夏举佩"]
[702,"化学工程与工艺专业实验室","2011001108","办公边台","1200*750*800","钢木结构",1767,"昆明科奥特实验室设备有限公司",null,"中国","2011-11-01","教学","呈贡校区建设费","夏举佩"]
[703,"化学工程与工艺专业实验室","2011001109","办公边台","1200*750*800","钢木结构",1767,"昆明科奥特实验室设备有限公司",null,"中国","2011-11-01","教学","呈贡校区建设费","夏举佩"]
[704,"化学工程与工艺专业实验室","20071570","氨气减压器","YQA-401","0.4N立方米/小时",1320,"上海减压器厂",null,"中国","2007-07-01","教学","教学设备费","杨荣"]
[705,"化学工程与工艺专业实验室","2014001429","氨气减压阀","YQA-441","0.4-4MPa",1025,"上海减压器厂有限公司","上减","中国","2014-03-26","科研","科研费","祝琳华"]
[706,"化学工程与工艺专业实验室","20164d0169","阿贝折射仪","2WAJ","折射率nD：1.3000-1.7000；糖溶液质量分散(Brix)：0～95% ；准确度：± 0.0002",2406.43,"上海缔伦光学仪器有限公司/常州衡正电子仪器有限公司（代理）","缔伦","中国","2013-07-08","教学","德元贷款","陈卓"]
[707,"化学工程与工艺专业实验室","20164d0170","阿贝折射仪","2WAJ","折射率nD：1.3000-1.7000；糖溶液质量分散(Brix)：0～95% ；准确度：± 0.0002",2406.43,"上海缔伦光学仪器有限公司/常州衡正电子仪器有限公司（代理）","缔伦","中国","2013-07-08","教学","德元贷款","陈卓"]
[1388,{"$nulls":4},"设备原值",11503828.249999998,{"$nulls":6},"元"]
[1389]
[1390]
[1391]
[1392]
[1393]
[1394]
[1395]
[1396]
[1397]
[1398]
[1399]
[1400]
[1401]
[1402]
[1403]
[1404]
[1405]
[1406]
[1407]
[1408]
[1409]
[1410]
[1411]
[1412]
[1413]
[1414]
[1415]
[1416]
[1417]
[1418]
[1419]
[1420]
[1421]
[1422]
[1423]
[1424]
[1425]
[1426]
[1427]
[1428]
[1429]
[1430]
[1431]
[1432]
[1433]
[1434]
[1435]
[1436]
[1437]
[1438]
[1439]
[1440]
[1441]
[1442]
[1443]
[1444]
[1445]
[1446]
[1447]
[1448]
[1449]
[1450]
[1451]
[1452]
[1453]
[1454]
[1455]
[1456]
[1457]
[1458]
[1459]
[1460]
[1461]
[1462]
[1463]
[1464]
[1465]
[1466]
[1467]
[1468]
[1469]
[1470]
[1471]
[1472]
[1473]
[1474]
[1475]
[1476]
[1477]
[1478]
[1479]
[1480]
[1481]
[1482]
[1483]
[1484]
[1485]
[1486]
[1487]
[1488]
[1489]
[1490]
[1491]
[1492]
[1493]
[1494]
[1495]
[1496]
[1497]
[1498]
[1499]
[1500]
[1501]
[1502]
[1503]
[1504]
[1505]
[1506]
[1507]
[1508]
[1509]
[1510]
[1511]
[1512]
[1513]
[1514]
[1515]
[1516]
[1517]
[1518]
[1519]
[1520]
[1521]
[1522]
[1523]
[1524]
[1525]
[1526]
[1527]
[1528]
[1529]
[1530]
[1531]
[1532]
[1533]
[1534]
[1535]
[1536]
[1537]
[1538]
[1539]
[1540]
[1541]
[1542]
[1543]
[1544]
[1545]
[1546]
[1547]
[1548]
[1549]
[1550]
[1551]
[1552]
[1553]
[1554]
[1555]
[1556]
[1557]
[1558]
[1559]
[1560]
[1561]
[1562]
[1563]
[1564]
[1565]
[1566]
[1567]
[1568]
[1569]
[1570]
[1571]
[1572]
[1573]
[1574]
[1575]
[1576]
[1577]
[1578]
[1579]
[1580]
[1581]
[1582]
[1583]
[1584]
[1585]
[1586]
[1587]
[1588]
[1589]
[1590]
[1591]
[1592]
[1593]
[1594]
[1595]
[1596]
[1597]
[1598]
[1599]
[1600]
[1601]
[1602]
[1603]
[1604]
[1605]
[1606]
[1607]
[1608]
[1609]
[1610]
[1611]
[1612]
[1613]
[1614]
[1615]
[1616]
[1617]
[1618]
[1619]
[1620]
[1621]
[1622]
[1623]
[1624]
[1625]
[1626]
[1627]
[1628]
[1629]
[1630]
[1631]
[1632]
[1633]
[1634]
[1635]
[1636]
[1637]
[1638]
[1639]
[1640]
[1641]
[1642]
[1643]
[1644]
[1645]
[1646]
[1647]
[1648]
[1649]
[1650]
[1651]
[1652]
[1653]
[1654]
[1655]
[1656]
[1657]
[1658]
[1659]
[1660]
[1661]
[1662]
[1663]
[1664]
[1665]
[1666]
[1667]
[1668]
[1669]
[1670]
[1671]
[1672]
[1673]
[1674]
[1675]
[1676]
[1677]
[1678]
[1679]
[1680]
[1681]
[1682]
[1683]
[1684]
[1685]
[1686]
[1687]
[1688]
[1689]
[1690]
[1691]
[1692]
[1693]
[1694]
[1695]
[1696]
[1697]
[1698]
[1699]
[1700]
[1701]
[1702]
[1703]
[1704]
[1705]
[1706]
[1707]
[1708]
[1709]
[1710]
[1711]
[1712]
[1713]
[1714]
[1715]
[1716]
[1717]
[1718]
[1719]
[1720]
[1721]
[1722]
[1723]
[1724]
[1725]
[1726]
[1727]
[1728]
[1729]
[1730]
[1731]
[1732]
[1733]
[1734]
[1735]
[1736]
[1737]
[1738]
[1739]
[1740]
[1741]
[1742]
[1743]
[1744]
[1745]
[1746]
[1747]
[1748]
[1749]
[1750]
[1751]
[1752]
[1753]
[1754]
[1755]
[1756]
[1757]
[1758]
[1759]
[1760]
[1761]
[1762]
[1763]
[1764]
[1765]
[1766]
[1767]
[1768]
[1769]
[1770]
[1771]
[1772]
[1773]
[1774]
[1775]
[1776]
[1777]
[1778]
[1779]
[1780]
[1781]
[1782]
[1783]
[1784]
[1785]
[1786]
[1787]
[1788]
[1789]
[1790]
[1791]
[1792]
[1793]
[1794]
[1795]
[1796]
[1797]
[1798]
[1799]
[1800]
[1801]
[1802]
[1803]
[1804]
[1805]
[1806]
[1807]
[1808]
[1809]
[1810]
[1811]
[1812]
[1813]
[1814]
[1815]
[1816]
[1817]
[1818]
[1819]
[1820]
[1821]
[1822]
[1823]
[1824]
[1825]
[1826]
[1827]
[1828]
[1829]
[1830]
[1831]
[1832]
[1833]
[1834]
[1835]
[1836]
[1837]
[1838]
[1839]
[1840]
[1841]
[1842]
[1843]
[1844]
[1845]
[1846]
[1847]
[1848]
[1849]
[1850]
[1851]
[1852]
[1853]
[1854]
[1855]
[1856]
[1857]
[1858]
[1859]
[1860]
[1861]
[1862]
[1863]
[1864]
[1865]
[1866]
[1867]
[1868]
[1869]
[1870]
[1871]
[1872]
[1873]
[1874]
[1875]
[1876]
[1877]
[1878]
[1879]
[1880]
[1881]
[1882]
[1883]
[1884]
[1885]
[1886]
[1887]
[1888]
[1889]
[1890]
[1891]
[1892]
[1893]
[1894]
[1895]
[1896]
[1897]
[1898]
[1899]
[1900]
[1901]
[1902]
[1903]
[1904]
[1905]
[1906]
[1907]
[1908]
[1909]
[1910]
[1911]
[1912]
[1913]
[1914]
[1915]
[1916]
[1917]
[1918]
[1919]
[1920]
[1921]
[1922]
[1923]
[1924]
[1925]
[1926]
[1927]
[1928]
[1929]
[1930]
[1931]
[1932]
[1933]
[1934]
[1935]
[1936]
[1937]
[1938]
[1939]
[1940]
[1941]
[1942]
[1943]
[1944]
[1945]
[1946]
[1947]
[1948]
[1949]
[1950]
[1951]
[1952]
[1953]
[1954]
[1955]
[1956]
[1957]
[1958]
[1959]
[1960]
[1961]
[1962]
[1963]
[1964]
[1965]
[1966]
[1967]
[1968]
[1969]
[1970]
[1971]
[1972]
[1973]
[1974]
[1975]
[1976]
[1977]
[1978]
[1979]
[1980]
[1981]
[1982]
[1983]
[1984]
[1985]
[1986]
[1987]
[1988]
[1989]
[1990]
[1991]
[1992]
[1993]
[1994]
[1995]
[1996]
[1997]
[1998]
[1999]
[2000]
[2001]
[2002]
[2003]
[2004]
[2005]
[2006]
[2007]
[2008]
[2009]
[2010]
[2011]
[2012]
[2013]
[2014]
[2015]
[2016]
[2017]
[2018]
[2019]
[2020]
[2021]
[2022]
[2023]
[2024]
[2025]
[2026]
[2027]
[2028]
[2029]
[2030]
[2031]
[2032]
[2033]
[2034]
[2035]
[2036]
[2037]
[2038]
[2039]
[2040]
[2041]
[2042]
[2043]
[2044]
[2045]
[2046]
[2047]
[2048]
[2049]
[2050]
[2051]
[2052]
[2053]
[2054]
[2055]
[2056]
[2057]
[2058]
[2059]
[2060]
[2061]
[2062]
[2063]
[2064]
[2065]
[2066]
[2067]
[2068]
[2069]
[2070]
[2071]
[2072]
[2073]
[2074]
[2075]
[2076]
[2077]
[2078]
[2079]
[2080]
[2081]
[2082]
[2083]
[2084]
[2085]
[2086]
[2087]
[2088]
[2089]
[2090]
[2091]
[2092]
[2093]
[2094]
[2095]
[2096]
[2097]
[2098]
[2099]
[2100]
[2101]
[2102]
[2103]
[2104]
[2105]
[2106]
[2107]
[2108]
[2109]
[2110]
[2111]
[2112]
[2113]
[2114]
[2115]
[2116]
[2117]
[2118]
[2119]
[2120]
[2121]
[2122]
[2123]
[2124]
[2125]
[2126]
[2127]
[2128]
[2129]
[2130]
[2131]
[2132]
[2133]
[2134]
[2135]
[2136]
[2137]
[2138]
[2139]
[2140]
[2141]
[2142]
[2143]
[2144]
[2145]
[2146]
[2147]
[2148]
[2149]
[2150]
[2151]
[2152]
[2153]
[2154]
[2155]
[2156]
[2157]
[2158]
[2159]
[2160]
[2161]
[2162]
[2163]
[2164]
[2165]
[2166]
[2167]
[2168]
[2169]
[2170]
[2171]
[2172]
[2173]
[2174]
[2175]
[2176]
[2177]
[2178]
[2179]
[2180]
[2181]
[2182]
[2183]
[2184]
[2185]
[2186]
[2187]
[2188]
[2189]
[2190]
[2191]
[2192]
[2193]
[2194]
[2195]
[2196]
[2197]
[2198]
[2199]
[2200]
[2201]
[2202]
[2203]
[2204]
[2205]
[2206]
[2207]
[2208]
[2209]
[2210]
[2211]
[2212]
[2213]
[2214]
[2215]
[2216]
[2217]
[2218]
[2219]
[2220]
[2221]
[2222]
[2223]
[2224]
[2225]
[2226]
[2227]
[2228]
[2229]
[2230]
[2231]
[2232]
[2233]
[2234]
[2235]
[2236]
[2237]
[2238]
[2239]
[2240]
[2241]
[2242]
[2243]
[2244]
[2245]
[2246]
[2247]
[2248]
[2249]
[2250]
[2251]
[2252]
[2253]
[2254]
[2255]
[2256]
[2257]
[2258]
[2259]
[2260]
[2261]
[2262]
[2263]
[2264]
[2265]
[2266]
[2267]
[2268]
[2269]
[2270]
[2271]
[2272]
[2273]
[2274]
[2275]
[2276]
[2277]
[2278]
[2279]
[2280]
[2281]
[2282]
[2283]
[2284]
[2285]
[2286]
["合计"]

{"sheet":"能源化学工程专业实验室","index":4,"n_rows":1263,"n_cols":14,"rows_kept":1263,"merged":[[0,0,0,13]],"flags":["formulas_cached_only"]}
["化工实验中心实验室设备配置总表（2018年4月）"]
["序号","实验室","资产条码","资产名称","型号规格","技术指标","单价","生产厂家","品牌","生产国别","购置日期","使用方向","经费来源","保管人"]
[1,"能源化学工程专业实验室","2016000040","自动混合料拌合机","SYD-F02-20","控时范围0~999秒工作电压三相380V、16A、50Hz",26400,"上海昌吉地质仪器有限公司","昌吉","中国","2014-09-26","教学","中央财政专项资金","赵榆林"]
[2,"能源化学工程专业实验室","2012002284","紫外-可见分光光度计","uv-5300PC","波长范围：190-1100nm",17000,"上海元析仪器有限公司",null,"中国","2012-02-01","教学","科研基础平台经费","赵榆林"]
[3,"能源化学工程专业实验室","2011001488","资料柜","1000*470*2000","铝木结构",1000,"昆明科奥特实验室设备有限公司",null,"中国","2011-11-01","教学","呈贡校区建设费","赵榆林"]
[4,"能源化学工程专业实验室","2011001489","资料柜","1000*470*2000","铝木结构",1000,"昆明科奥特实验室设备有限公司",null,"中国","2011-11-01","教学","呈贡校区建设费","赵榆林"]
[5,"能源化学工程专业实验室","2011001490","资料柜","1000*470*2000","铝木结构",1000,"昆明科奥特实验室设备有限公司",null,"中国","2011-11-01","教学","呈贡校区建设费","赵榆林"]
[6,"能源化学工程专业实验室","2011001491","资料柜","1000*470*2000","铝木结构",1000,"昆明科奥特实验室设备有限公司",null,"中国","2011-11-01","教学","呈贡校区建设费","赵榆林"]
[7,"能源化学工程专业实验室","2012002281","注射泵","LSP01-2A","10μl-60ml",6300,"保定兰格恒流泵有限公司",null,"中国","2012-02-01","教学","科研基础平台经费","赵榆林"]
[8,"能源化学工程专业实验室","2012002282","注射泵","LSP01-2A","10μl-60ml",6300,"保定兰格恒流泵有限公司",null,"中国","2012-02-01","教学","科研基础平台经费","赵榆林"]
[9,"能源化学工程专业实验室","2012002283","注射泵","LSP01-1C","10μl-10ml",7800,"保定兰格恒流泵有限公司",null,"中国","2012-02-01","教学","科研基础平台经费","赵榆林"]
[10,"能源化学工程专业实验室","2011001389","中央实验台（带试剂架、4套水）","5400*1500*800","钢木结构",14928,"昆明科奥特实验室设备有限公司",null,"中国","2011-11-01","教学","呈贡校区建设费","赵榆林"]
[11,"能源化学工程专业实验室","2011001393","中央实验台（带试剂架、4套水）","4800*1500*800","钢木结构",18600,"昆明科奥特实验室设备有限公司",null,"中国","2011-11-01","教学","呈贡校区建设费","赵榆林"]
[12,"能源化学工程专业实验室","2011001394","中央实验台（带试剂架、4套水）","4800*1500*800","钢木结构",18600,"昆明科奥特实验室设备有限公司",null,"中国","2011-11-01","教学","呈贡校区建设费","赵榆林"]
[13,"能源化学工程专业实验室","2011001395","中央实验台（带试剂架、4套水）","4800*1500*800","钢木结构",18600,"昆明科奥特实验室设备有限公司",null,"中国","2011-11-01","教学","呈贡校区建设费","赵榆林"]
[14,"能源化学工程专业实验室","2011001396","中央实验台（带试剂架、4套水）","6000*1500*800","钢木结构",17430,"昆明科奥特实验室设备有限公司",null,"中国","2011-11-01","教学","呈贡校区建设费","赵榆林"]
[15,"能源化学工程专业实验室","2011001397","中央实验台（带试剂架、4套水）","6000*1500*800","钢木结构",17430,"昆明科奥特实验室设备有限公司",null,"中国","2011-11-01","教学","呈贡校区建设费","赵榆林"]
[16,"能源化学工程专业实验室","2011001398","中央实验台（带试剂架、4套水）","6000*1500*800","钢木结构",17430,"昆明科奥特实验室设备有限公司",null,"中国","2011-11-01","教学","呈贡校区建设费","赵榆林"]
[17,"能源化学工程专业实验室","2011001399","中央实验台（带试剂架、4套水）","6000*1500*800","钢木结构",17430,"昆明科奥特实验室设备有限公司",null,"中国","2011-11-01","教学","呈贡校区建设费","赵榆林"]
[18,"能源化学工程专业实验室","2011001400","中央实验台（带试剂架、4套水）","6600*1500*800","钢木结构",17952,"昆明科奥特实验室设备有限公司",null,"中国","2011-11-01","教学","呈贡校区建设费","赵榆林"]
[19,"能源化学工程专业实验室","2011001382","中央实验台（带试剂架、4套水)","5500*1500*800","钢木结构",15527,"昆明科奥特实验室设备有限公司",null,"中国","2011-11-01","教学","呈贡校区建设费","赵榆林"]
[20,"能源化学工程专业实验室","2011001383","中央实验台（带试剂架、4套水)","5500*1500*800","钢木结构",15527,"昆明科奥特实验室设备有限公司",null,"中国","2011-11-01","教学","呈贡校区建设费","赵榆林"]
[21,"能源化学工程专业实验室","2011001384","中央实验台（带试剂架、4套水)","5500*1500*800","钢木结构",15527,"昆明科奥特实验室设备有限公司",null,"中国","2011-11-01","教学","呈贡校区建设费","赵榆林"]
[22,"能源化学工程专业实验室","2011001385","中央实验台（带试剂架、4套水)","5500*1500*800","钢木结构",15527,"昆明科奥特实验室设备有限公司",null,"中国","2011-11-01","教学","呈贡校区建设费","赵榆林"]
[23,"能源化学工程专业实验室","2011001386","中央实验台（带试剂架、4套水)","5500*1500*800","钢木结构",15527,"昆明科奥特实验室设备有限公司",null,"中国","2011-11-01","教学","呈贡校区建设费","赵榆林"]
[24,"能源化学工程专业实验室","2011001387","中央实验台（带试剂架、4套水)","5500*1500*800","钢木结构",15527,"昆明科奥特实验室设备有限公司",null,"中国","2011-11-01","教学","呈贡校区建设费","赵榆林"]
[25,"能源化学工程专业实验室","2011001388","中央实验台（带试剂架、4套水)","5500*1500*800","钢木结构",15527,"昆明科奥特实验室设备有限公司",null,"中国","2011-11-01","教学","呈贡校区建设费","赵榆林"]
[26,"能源化学工程专业实验室","2011001391","中央实验台（带试剂架、2套水）","5500*1500*800","钢木结构",14520,"昆明科奥特实验室设备有限公司",null,"中国","2011-11-01","教学","呈贡校区建设费","赵榆林"]
[27,"能源化学工程专业实验室","2011001401","中央实验台（带试剂架、2套水）","3600*1500*800","钢木结构",9732,"昆明科奥特实验室设备有限公司",null,"中国","2011-11-01","教学","呈贡校区建设费","赵榆林"]
[28,"能源化学工程专业实验室","2011001402","中央实验台（带试剂架、2套水）","3600*1500*800","钢木结构",9732,"昆明科奥特实验室设备有限公司",null,"中国","2011-11-01","教学","呈贡校区建设费","赵榆林"]
[29,"能源化学工程专业实验室","2012002318","真空干燥箱","DZF-6020MBE","133Pa,5℃-250℃",2450,"上海博讯实业有限公司",null,"中国","2012-03-01","教学","呈贡校区建设费","赵榆林"]
[30,"能源化学工程专业实验室","2012002372","真空干燥箱","DZF6020","900W,220V，温控范围50-200℃",3400,"河南巩义予华仪器有限公司",null,"中国","2012-03-01","教学","科研基础平台经费","赵榆林"]
[31,"能源化学工程专业实验室","2013412928","真空干燥箱","DZF-6020","RT+10-200℃真空＜133Pa波动±1℃分辨率0.1℃",2300,"上海一恒科技有限公司","一恒科技","中国","2011-02-14","教学","呈贡校区建设费","赵榆林"]
[32,"能源化学工程专业实验室","2011006394","针入度试验器","SYD-2801E","200W",5650,"上海昌吉地质仪器有限公司",null,"中国","2011-11-01","教学","科研基础平台经费","赵榆林"]
[33,"能源化学工程专业实验室","2011001418","仪器台","5400*750*800","钢木结构",5724,"昆明科奥特实验室设备有限公司",null,"中国","2011-11-01","教学","呈贡校区建设费","赵榆林"]
[34,"能源化学工程专业实验室","2011001419","仪器台","3600*850*800","钢木结构",3816,"昆明科奥特实验室设备有限公司",null,"中国","2011-11-01","教学","呈贡校区建设费","赵榆林"]
[35,"能源化学工程专业实验室","2011001420","仪器台","3000*850*800","钢木结构",4140,"昆明科奥特实验室设备有限公司",null,"中国","2011-11-01","教学","呈贡校区建设费","赵榆林"]
[36,"能源化学工程专业实验室","2011001421","仪器台","2150*800*800","钢木结构",3036,"昆明科奥特实验室设备有限公司",null,"中国","2011-11-01","教学","呈贡校区建设费","赵榆林"]
[37,"能源化学工程专业实验室","2012002376","液相色谱柱：有机GPC起始工具包","PLgel Mixed-C","7.5*300mm",19200,"美国安捷伦科技公司",null,"美国","2012-03-01","教学","呈贡校区建设费","赵榆林"]
[38,"能源化学工程专业实验室","2012002377","液相色谱柱：水相GPC起始工具包","PL aquagel-OH Mixed","7.5*300mm",16700,"美国安捷伦科技公司",null,"美国","2012-03-01","教学","呈贡校区建设费","赵榆林"]
[39,"能源化学工程专业实验室","2011006391","液体石油产品烃类测定器","SYD-11132","1220mm，40W",33700,"上海昌吉地质仪器有限公司",null,"中国","2011-11-01","教学","科研基础平台经费","赵榆林"]
[40,"能源化学工程专业实验室","2011001431","药品柜","1000*470*2000","铝木结构",1000,"昆明科奥特实验室设备有限公司",null,"中国","2011-11-01","教学","呈贡校区建设费","赵榆林"]
[41,"能源化学工程专业实验室","2011001432","药品柜","1000*470*2000","铝木结构",1000,"昆明科奥特实验室设备有限公司",null,"中国","2011-11-01","教学","呈贡校区建设费","赵榆林"]
[42,"能源化学工程专业实验室","2011001433","药品柜","1000*470*2000","铝木结构",1000,"昆明科奥特实验室设备有限公司",null,"中国","2011-11-01","教学","呈贡校区建设费","赵榆林"]
[43,"能源化学工程专业实验室","2011001434","药品柜","1000*470*2000","铝木结构",1000,"昆明科奥特实验室设备有限公司",null,"中国","2011-11-01","教学","呈贡校区建设费","赵榆林"]
[44,"能源化学工程专业实验室","2011001435","药品柜","1000*470*2000","铝木结构",1000,"昆明科奥特实验室设备有限公司",null,"中国","2011-11-01","教学","呈贡校区建设费","赵榆林"]
[45,"能源化学工程专业实验室","2011001436","药品柜","1000*470*2000","铝木结构",1000,"昆明科奥特实验室设备有限公司",null,"中国","2011-11-01","教学","呈贡校区建设费","赵榆林"]
[46,"能源化学工程专业实验室","2011001437","药品柜","1000*470*2000","铝木结构",1000,"昆明科奥特实验室设备有限公司",null,"中国","2011-11-01","教学","呈贡校区建设费","赵榆林"]
[47,"能源化学工程专业实验室","2011001438","药品柜","1000*470*2000","铝木结构",1000,"昆明科奥特实验室设备有限公司",null,"中国","2011-11-01","教学","呈贡校区建设费","赵榆林"]
[48,"能源化学工程专业实验室","2011001439","药品柜","1000*470*2000","铝木结构",1000,"昆明科奥特实验室设备有限公司",null,"中国","2011-11-01","教学","呈贡校区建设费","赵榆林"]
[49,"能源化学工程专业实验室","2011001440","药品柜","1000*470*2000","铝木结构",1000,"昆明科奥特实验室设备有限公司",null,"中国","2011-11-01","教学","呈贡校区建设费","赵榆林"]
[50,"能源化学工程专业实验室","2011001441","药品柜","1000*470*2000","铝木结构",1000,"昆明科奥特实验室设备有限公司",null,"中国","2011-11-01","教学","呈贡校区建设费","赵榆林"]
[51,"能源化学工程专业实验室","2011001442","药品柜","1000*470*2000","铝木结构",1000,"昆明科奥特实验室设备有限公司",null,"中国","2011-11-01","教学","呈贡校区建设费","赵榆林"]
[52,"能源化学工程专业实验室","2011001443","药品柜","1000*470*2000","铝木结构",1000,"昆明科奥特实验室设备有限公司",null,"中国","2011-11-01","教学","呈贡校区建设费","赵榆林"]
[53,"能源化学工程专业实验室","2011001444","药品柜","1000*470*2000","铝木结构",1000,"昆明科奥特实验室设备有限公司",null,"中国","2011-11-01","教学","呈贡校区建设费","赵榆林"]
[54,"能源化学工程专业实验室","2011001445","药品柜","1000*470*2000","铝木结构",1000,"昆明科奥特实验室设备有限公司",null,"中国","2011-11-01","教学","呈贡校区建设费","赵榆林"]
[55,"能源化学工程专业实验室","2011001446","药品柜","1000*470*2000","铝木结构",1000,"昆明科奥特实验室设备有限公司",null,"中国","2011-11-01","教学","呈贡校区建设费","赵榆林"]
[56,"能源化学工程专业实验室","2011001447","药品柜","1000*470*2000","铝木结构",1000,"昆明科奥特实验室设备有限公司",null,"中国","2011-11-01","教学","呈贡校区建设费","赵榆林"]
[57,"能源化学工程专业实验室","2011001448","药品柜","1000*470*2000","铝木结构",1000,"昆明科奥特实验室设备有限公司",null,"中国","2011-11-01","教学","呈贡校区建设费","赵榆林"]
[58,"能源化学工程专业实验室","2011001450","药品柜","1000*470*2000","铝木结构",1000,"昆明科奥特实验室设备有限公司",null,"中国","2011-11-01","教学","呈贡校区建设费","赵榆林"]
[59,"能源化学工程专业实验室","2011001451","药品柜","1000*470*2000","铝木结构",1000,"昆明科奥特实验室设备有限公司",null,"中国","2011-11-01","教学","呈贡校区建设费","赵榆林"]
[60,"能源化学工程专业实验室","2011001452","药品柜","1000*470*2000","铝木结构",1000,"昆明科奥特实验室设备有限公司",null,"中国","2011-11-01","教学","呈贡校区建设费","赵榆林"]
[61,"能源化学工程专业实验室","2011001453","药品柜","1000*470*2000","铝木结构",1000,"昆明科奥特实验室设备有限公司",null,"中国","2011-11-01","教学","呈贡校区建设费","赵榆林"]
[62,"能源化学工程专业实验室","2011001454","药品柜","1000*470*2000","铝木结构",1000,"昆明科奥特实验室设备有限公司",null,"中国","2011-11-01","教学","呈贡校区建设费","赵榆林"]
[63,"能源化学工程专业实验室","2011001455","药品柜","1000*470*2000","铝木结构",1000,"昆明科奥特实验室设备有限公司",null,"中国","2011-11-01","教学","呈贡校区建设费","赵榆林"]
[64,"能源化学工程专业实验室","2011001456","药品柜","1000*470*2000","铝木结构",1000,"昆明科奥特实验室设备有限公司",null,"中国","2011-11-01","教学","呈贡校区建设费","赵榆林"]
[65,"能源化学工程专业实验室","2011001457","药品柜","1000*470*2000","铝木结构",1000,"昆明科奥特实验室设备有限公司",null,"中国","2011-11-01","教学","呈贡校区建设费","赵榆林"]
[66,"能源化学工程专业实验室","2011001458","药品柜","1000*470*2000","铝木结构",1000,"昆明科奥特实验室设备有限公司",null,"中国","2011-11-01","教学","呈贡校区建设费","赵榆林"]
[67,"能源化学工程专业实验室","2011001459","药品柜","1000*470*2000","铝木结构",1000,"昆明科奥特实验室设备有限公司",null,"中国","2011-11-01","教学","呈贡校区建设费","赵榆林"]
[68,"能源化学工程专业实验室","2011001460","药品柜","1000*470*2000","铝木结构",1000,"昆明科奥特实验室设备有限公司",null,"中国","2011-11-01","教学","呈贡校区建设费","赵榆林"]
[69,"能源化学工程专业实验室","2011001462","药品柜","1000*470*2000","铝木结构",1000,"昆明科奥特实验室设备有限公司",null,"中国","2011-11-01","教学","呈贡校区建设费","赵榆林"]
[70,"能源化学工程专业实验室","2011001463","药品柜","1000*470*2000","铝木结构",1000,"昆明科奥特实验室设备有限公司",null,"中国","2011-11-01","教学","呈贡校区建设费","赵榆林"]
[71,"能源化学工程专业实验室","2011001464","药品柜","1000*470*2000","铝木结构",1000,"昆明科奥特实验室设备有限公司",null,"中国","2011-11-01","教学","呈贡校区建设费","赵榆林"]
[72,"能源化学工程专业实验室","2011001465","药品柜","1000*470*2000","铝木结构",1000,"昆明科奥特实验室设备有限公司",null,"中国","2011-11-01","教学","呈贡校区建设费","赵榆林"]
[73,"能源化学工程专业实验室","2011001466","药品柜","1000*470*2000","铝木结构",1000,"昆明科奥特实验室设备有限公司",null,"中国","2011-11-01","教学","呈贡校区建设费","赵榆林"]
[74,"能源化学工程专业实验室","2011001467","药品柜","1000*470*2000","铝木结构",1000,"昆明科奥特实验室设备有限公司",null,"中国","2011-11-01","教学","呈贡校区建设费","赵榆林"]
[75,"能源化学工程专业实验室","2011001468","药品柜","1000*470*2000","铝木结构",1000,"昆明科奥特实验室设备有限公司",null,"中国","2011-11-01","教学","呈贡校区建设费","赵榆林"]
[76,"能源化学工程专业实验室","2011001469","药品柜","1000*470*2000","铝木结构",1000,"昆明科奥特实验室设备有限公司",null,"中国","2011-11-01","教学","呈贡校区建设费","赵榆林"]
[77,"能源化学工程专业实验室","2011001470","药品柜","1000*470*2000","铝木结构",1000,"昆明科奥特实验室设备有限公司",null,"中国","2011-11-01","教学","呈贡校区建设费","赵榆林"]
[78,"能源化学工程专业实验室","2011001471","药品柜","1000*470*2000","铝木结构",1000,"昆明科奥特实验室设备有限公司",null,"中国","2011-11-01","教学","呈贡校区建设费","赵榆林"]
[79,"能源化学工程专业实验室","2011001472","药品柜","1000*470*2000","铝木结构",1000,"昆明科奥特实验室设备有限公司",null,"中国","2011-11-01","教学","呈贡校区建设费","赵榆林"]
[80,"能源化学工程专业实验室","2011001473","药品柜","1000*470*2000","铝木结构",1000,"昆明科奥特实验室设备有限公司",null,"中国","2011-11-01","教学","呈贡校区建设费","赵榆林"]
[81,"能源化学工程专业实验室","2011001474","药品柜","1000*470*2000","铝木结构",1000,"昆明科奥特实验室设备有限公司",null,"中国","2011-11-01","教学","呈贡校区建设费","赵榆林"]
[82,"能源化学工程专业实验室","2011001475","药品柜","1000*470*2000","铝木结构",1000,"昆明科奥特实验室设备有限公司",null,"中国","2011-11-01","教学","呈贡校区建设费","赵榆林"]
[83,"能源化学工程专业实验室","2011001476","药品柜","1000*470*2000","铝木结构",1000,"昆明科奥特实验室设备有限公司",null,"中国","2011-11-01","教学","呈贡校区建设费","赵榆林"]
[84,"能源化学工程专业实验室","2011001477","药品柜","1000*470*2000","铝木结构",1000,"昆明科奥特实验室设备有限公司",null,"中国","2011-11-01","教学","呈贡校区建设费","赵榆林"]
[85,"能源化学工程专业实验室","2011001478","药品柜","1000*470*2000","铝木结构",1000,"昆明科奥特实验室设备有限公司",null,"中国","2011-11-01","教学","呈贡校区建设费","赵榆林"]
[86,"能源化学工程专业实验室","2011001479","药品柜","1000*470*2000","铝木结构",1000,"昆明科奥特实验室设备有限公司",null,"中国","2011-11-01","教学","呈贡校区建设费","赵榆林"]
[87,"能源化学工程专业实验室","2011001480","药品柜","1000*470*2000","铝木结构",1000,"昆明科奥特实验室设备有限公司",null,"中国","2011-11-01","教学","呈贡校区建设费","赵榆林"]
[88,"能源化学工程专业实验室","2011001481","药品柜","1000*470*2000","铝木结构",1000,"昆明科奥特实验室设备有限公司",null,"中国","2011-11-01","教学","呈贡校区建设费","赵榆林"]
[89,"能源化学工程专业实验室","2011001482","药品柜","1000*470*2000","铝木结构",1000,"昆明科奥特实验室设备有限公司",null,"中国","2011-11-01","教学","呈贡校区建设费","毛文元"]
[90,"能源化学工程专业实验室","2011001483","药品柜","1000*470*2000","铝木结构",1000,"昆明科奥特实验室设备有限公司",null,"中国","2011-11-01","教学","呈贡校区建设费","毛文元"]
[91,"能源化学工程专业实验室","2011001484","药品柜","1000*470*2000","铝木结构",1000,"昆明科奥特实验室设备有限公司",null,"中国","2011-11-01","教学","呈贡校区建设费","赵榆林"]
[92,"能源化学工程专业实验室","2011001485","药品柜","1000*470*2000","铝木结构",1000,"昆明科奥特实验室设备有限公司",null,"中国","2011-11-01","教学","呈贡校区建设费","赵榆林"]
[93,"能源化学工程专业实验室","2011001486","药品柜","1000*470*2000","铝木结构",1000,"昆明科奥特实验室设备有限公司",null,"中国","2011-11-01","教学","呈贡校区建设费","赵榆林"]
[94,"能源化学工程专业实验室","2011001487","药品柜","1000*470*2000","铝木结构",1000,"昆明科奥特实验室设备有限公司",null,"中国","2011-11-01","教学","呈贡校区建设费","毛文元"]
[95,"能源化学工程专业实验室","2011006385","氧弹热量计","XRY-1A+","20MPa",21765,"上海昌吉地质仪器有限公司",null,"中国","2011-11-01","教学","科研基础平台经费","赵榆林"]
[96,"能源化学工程专业实验室","2015000830","压片机","QP-100","1.5KW,1400r/min",4300,"广州雷迈机械设备有限公司","雷迈","中国","2015-01-16","科研","科研费","何艳萍"]
[97,"能源化学工程专业实验室","2015008518","压力老化容器","PAV 9500","最高温度：150℃；最大压力：2.45Mpa",150000,"美国Prentex公司","美国Prentex","美国","2015-03-02","教学","中央财政专项资金","孙彦琳"]
[98,"能源化学工程专业实验室","2012002310","旋转蒸发仪","RE-5299","0-120rpm,1KW",5100,"河南巩义予华仪器有限公司",null,"中国","2012-03-01","教学","科研基础平台经费","赵榆林"]
[99,"能源化学工程专业实验室","2013412929","旋转蒸发仪","RE-2000B、SHZ-D(Ⅲ)","20-200转/分40W室温-90℃流量60L/min",5000,"上海亚荣生化仪器厂、河南巩义予华仪器有限公司","上海亚荣","中国","2011-02-14","教学","呈贡校区建设费","赵榆林"]
[100,"能源化学工程专业实验室","2013412931","卧式砂浆搅拌机","HJ250","容量250L转速35f/min",3350,"无锡光旭建筑有限公司","光旭","中国","2011-02-14","教学","呈贡校区建设费","赵榆林"]
[101,"能源化学工程专业实验室","2011001503","文件柜","1000*470*2000","铝木结构",1000,"昆明科奥特实验室设备有限公司",null,"中国","2011-11-01","教学","呈贡校区建设费","赵榆林"]
[102,"能源化学工程专业实验室","2011001504","文件柜","1000*470*2000","铝木结构",1000,"昆明科奥特实验室设备有限公司",null,"中国","2011-11-01","教学","呈贡校区建设费","赵榆林"]
[103,"能源化学工程专业实验室","2012002313","温压双控微波消解萃取仪","MDS-6","1000W",49500,"上海新仪微波化学科技有限公司",null,"中国","2012-03-01","教学","科研基础平台经费","赵榆林"]
[104,"能源化学工程专业实验室","2012002306","微型实验室喷雾干燥器","WPG-220","1000ml/h",42600,"山东奥诺能源科技有限公司",null,"中国","2012-02-01","教学","科研基础平台经费","赵榆林"]
[105,"能源化学工程专业实验室","20102234","微型计算机","兼容机","Q8200/500G/256M/19\"",4943,"昆明纳海科技公司",null,"中国","2010-06-01","科研","科研费","赵文波"]
[106,"能源化学工程专业实验室","2015001074","微型计算机","3800-R5398","i3-4160/4GB/500G",2949,"戴尔（中国）有限公司","戴尔","中国","2015-03-25","科研","科研费","何艳萍"]
[107,"能源化学工程专业实验室","2015001075","微型计算机","3800-R5338","i3-4160/4GB/500G",3699,"戴尔（中国）有限公司","戴尔","中国","2015-03-25","科研","科研费","何艳萍"]
[108,"能源化学工程专业实验室","2016010831","微型计算机","戴尔OptiPlex 3030 AIO","I3 4160/4G/500G/DVDRW/19.5",4350,"戴尔（中国）有限公司","戴尔","中国","2016-10-26","教学","业务费","赵榆林"]
[109,"能源化学工程专业实验室","2011006374","铜片腐蚀试验器","SYD-5096A","600W+1000W",9930,"上海昌吉地质仪器有限公司",null,"中国","2011-11-01","教学","科研基础平台经费","赵榆林"]
[110,"能源化学工程专业实验室","2011001513","通风系统","TF-2","风速0.5米/秒，噪声小于60分贝",22400,"昆明科奥特实验室设备有限公司",null,"中国","2011-11-01","教学","呈贡校区建设费","赵榆林"]
[111,"能源化学工程专业实验室","2011001514","通风系统","TF-4","风速0.5米/秒，噪声小于60分贝",30380,"昆明科奥特实验室设备有限公司",null,"中国","2011-11-01","教学","呈贡校区建设费","赵榆林"]
[112,"能源化学工程专业实验室","2011001515","通风系统","TF-23","风速0.5m/s,噪声小于60分贝",20470,"昆明科奥特实验室设备有限公司",null,"中国","2011-11-01","教学","呈贡校区建设费","赵榆林"]
[113,"能源化学工程专业实验室","2011001516","通风系统","TF-30","风速0.5m/s,噪声小于60分贝",17870,"昆明科奥特实验室设备有限公司",null,"中国","2011-11-01","教学","呈贡校区建设费","赵榆林"]
[114,"能源化学工程专业实验室","2011001517","通风系统","TF-31","风速0.5m/s,噪声小于60分贝",23890,"昆明科奥特实验室设备有限公司",null,"中国","2011-11-01","教学","呈贡校区建设费","赵榆林"]
[115,"能源化学工程专业实验室","2011001518","通风系统","TF-34","风速0.5m/S，噪声小于60分贝",30220,"昆明科奥特实验室设备有限公司",null,"中国","2011-11-01","教学","呈贡校区建设费","赵榆林"]
[116,"能源化学工程专业实验室","2011001403","通风柜","1500*850*2350","塑钢结构",9083,"昆明科奥特实验室设备有限公司",null,"中国","2011-11-01","教学","呈贡校区建设费","赵榆林"]
[117,"能源化学工程专业实验室","2011001404","通风柜","1500*850*2350","塑钢结构",9083,"昆明科奥特实验室设备有限公司",null,"中国","2011-11-01","教学","呈贡校区建设费","赵榆林"]
[118,"能源化学工程专业实验室","2011001405","通风柜","1500*850*2350","塑钢结构",9083,"昆明科奥特实验室设备有限公司",null,"中国","2011-11-01","教学","呈贡校区建设费","赵榆林"]
[119,"能源化学工程专业实验室","2011001406","通风柜","1500*850*2350","塑钢结构",9083,"昆明科奥特实验室设备有限公司",null,"中国","2011-11-01","教学","呈贡校区建设费","赵榆林"]
[120,"能源化学工程专业实验室","2011001407","通风柜","1500*850*2350","塑钢结构",9083,"昆明科奥特实验室设备有限公司",null,"中国","2011-11-01","教学","呈贡校区建设费","赵榆林"]
[121,"能源化学工程专业实验室","2011001408","通风柜","1500*850*2350","塑钢结构",9083,"昆明科奥特实验室设备有限公司",null,"中国","2011-11-01","教学","呈贡校区建设费","赵榆林"]
[122,"能源化学工程专业实验室","2011001409","通风柜","1500*850*2350","塑钢结构",9083,"昆明科奥特实验室设备有限公司",null,"中国","2011-11-01","教学","呈贡校区建设费","赵榆林"]
[123,"能源化学工程专业实验室","2011001410","通风柜","1500*850*2350","塑钢结构",9083,"昆明科奥特实验室设备有限公司",null,"中国","2011-11-01","教学","呈贡校区建设费","赵榆林"]
[124,"能源化学工程专业实验室","2011001411","通风柜","1500*850*2350","塑钢结构",9083,"昆明科奥特实验室设备有限公司",null,"中国","2011-11-01","教学","呈贡校区建设费","赵榆林"]
[125,"能源化学工程专业实验室","2011001412","通风柜","1500*850*2350","塑钢结构",9083,"昆明科奥特实验室设备有限公司",null,"中国","2011-11-01","教学","呈贡校区建设费","赵榆林"]
[126,"能源化学工程专业实验室","2011001413","通风柜","1500*850*2350","塑钢结构",9083,"昆明科奥特实验室设备有限公司",null,"中国","2011-11-01","教学","呈贡校区建设费","赵榆林"]
[127,"能源化学工程专业实验室","2011001414","通风柜","1500*850*2350","塑钢结构",9083,"昆明科奥特实验室设备有限公司",null,"中国","2011-11-01","教学","呈贡校区建设费","赵榆林"]
[128,"能源化学工程专业实验室","2011001415","通风柜","1500*850*2350","塑钢结构",9083,"昆明科奥特实验室设备有限公司",null,"中国","2011-11-01","教学","呈贡校区建设费","赵榆林"]
[129,"能源化学工程专业实验室","2011001416","通风柜","1500*850*2350","塑钢结构",9083,"昆明科奥特实验室设备有限公司",null,"中国","2011-11-01","教学","呈贡校区建设费","赵榆林"]
[130,"能源化学工程专业实验室","2016000036","天平","AR224CN","精度：0.1mg，量程：220g。",7520,"奥豪斯仪器（上海）有限公司","奥豪斯","中国","2014-09-26","教学","中央财政专项资金","唐晓宁"]
[131,"能源化学工程专业实验室","2012002319","台式数控超声波清洗器","KQ3200DB","6L,40KHz",2260,"昆山市超声仪器有限公司",null,"中国","2012-03-01","教学","呈贡校区建设费","赵榆林"]
[132,"能源化学工程专业实验室","2012002320","台式数控超声波清洗器","KQ3200DB","6L,40KHz",2260,"昆山市超声仪器有限公司",null,"中国","2012-03-01","教学","呈贡校区建设费","赵榆林"]
[133,"能源化学工程专业实验室","2015001491","台式高速离心机","TG16-WS","电源220v,额定频率50HZ，最大额定输入电流10A",4900,"湖南湘仪实验室仪器开发有限公司","cence","中国","2015-04-10","科研","科研费","赵文波"]
[134,"能源化学工程专业实验室","2012002305","水份测定仪","WA-1C","100mg",23000,"江苏江分电分析仪器有限公司",null,"中国","2012-02-01","教学","科研基础平台经费","赵榆林"]
[135,"能源化学工程专业实验室","2012004456","双人单面净化工作台","SW-CJ-2FD","工作区尺寸：1360×690×520，ISO5级",5500,"苏州净化设备有限公司",null,"中国","2012-07-01","教学","科研基础平台经费","赵榆林"]
[136,"能源化学工程专业实验室","2012002308","双层玻璃反应釜","S212-30L","30L",18200,"上海予华仪器设备有限公司",null,"中国","2012-02-01","教学","科研基础平台经费","赵榆林"]
[137,"能源化学工程专业实验室","2012002301","数显粘度计","NDJ-9S","转速：6/12/30/60r/min",3400,"上海方瑞仪器有限公司",null,"中国","2012-02-01","教学","科研基础平台经费","赵榆林"]
[138,"能源化学工程专业实验室","2013004410","数显双路直流稳压电源","SW-17","0-30V,0-3A",1480,"上海稳压器厂",null,"中国","2013-06-01","科研","科研费","孙彦琳"]
[139,"能源化学工程专业实验室","2012002373","数显恒温水浴振荡器","SHA-B","2000W,220V，温度范围：室温-100℃",3400,"金坛市科析仪器有限公司",null,"中国","2012-03-01","教学","科研基础平台经费","赵榆林"]
[140,"能源化学工程专业实验室","2012004453","数显电动搅拌器","JJ-1","定时范围0-120分，起动-3000转/分；60W",1100,"常州国华电器有限公司",null,"中国","2012-07-01","教学","科研基础平台经费","赵榆林"]
[141,"能源化学工程专业实验室","2012004454","数显电动搅拌器","JJ-1","定时范围0-120分，起动-3000转/分；60W",1100,"常州国华电器有限公司",null,"中国","2012-07-01","教学","科研基础平台经费","赵榆林"]
[142,"能源化学工程专业实验室","20092887","数码相机","三星ES55","1020万像素",1299,"三星电子技术公司",null,"中国","2009-06-01","科研","科研费","孙彦琳"]
[143,"能源化学工程专业实验室","2013003045","数码相机","富士FinePix F775EXR","像素1600万，20倍光学变焦，ISO12800",2199,"富士胶片（中国）投资有限公司",null,"中国","2013-04-01","科研","科研费","孙彦琳"]
[144,"能源化学工程专业实验室","2011006381","数控电炉法残炭试验器","SYD-30011","300W+600W+1000W",4700,"上海昌吉地质仪器有限公司",null,"中国","2011-11-01","教学","科研基础平台经费","赵榆林"]
[145,"能源化学工程专业实验室","2011001492","书柜","1200*600*1800","铝木结构",1310,"昆明科奥特实验室设备有限公司",null,"中国","2011-11-01","教学","呈贡校区建设费","赵榆林"]
[146,"能源化学工程专业实验室","2011001493","书柜","1200*600*1800","铝木结构",1310,"昆明科奥特实验室设备有限公司",null,"中国","2011-11-01","教学","呈贡校区建设费","赵榆林"]
[147,"能源化学工程专业实验室","2011001494","书柜","1200*600*1800","铝木结构",1310,"昆明科奥特实验室设备有限公司",null,"中国","2011-11-01","教学","呈贡校区建设费","赵榆林"]
[148,"能源化学工程专业实验室","2011001495","书柜","1200*600*1800","铝木结构",1310,"昆明科奥特实验室设备有限公司",null,"中国","2011-11-01","教学","呈贡校区建设费","赵榆林"]
[149,"能源化学工程专业实验室","2012002286","手动实验室用升降台","B-40","150*150mm，200*200mm",1000,"上海鹊华生物科技有限公司",null,"中国","2012-02-01","教学","科研基础平台经费","赵榆林"]
[150,"能源化学工程专业实验室","2012002287","手动实验室用升降台","B-40","150*150mm，200*200mm",1000,"上海鹊华生物科技有限公司",null,"中国","2012-02-01","教学","科研基础平台经费","赵榆林"]
[151,"能源化学工程专业实验室","2012002288","手动实验室用升降台","B-40","150*150mm，200*200mm",1000,"上海鹊华生物科技有限公司",null,"中国","2012-02-01","教学","科研基础平台经费","赵榆林"]
[152,"能源化学工程专业实验室","2012002289","手动实验室用升降台","B-40","150*150mm，200*200mm",1000,"上海鹊华生物科技有限公司",null,"中国","2012-02-01","教学","科研基础平台经费","赵榆林"]
[153,"能源化学工程专业实验室","2012002290","手动实验室用升降台","B-40","150*150mm，200*200mm",1000,"上海鹊华生物科技有限公司",null,"中国","2012-02-01","教学","科研基础平台经费","赵榆林"]
[154,"能源化学工程专业实验室","2012002291","手动实验室用升降台","B-40","150*150mm，200*200mm",1000,"上海鹊华生物科技有限公司",null,"中国","2012-02-01","教学","科研基础平台经费","赵榆林"]
[155,"能源化学工程专业实验室","2012002292","手动实验室用升降台","B-40","150*150mm，200*200mm",1000,"上海鹊华生物科技有限公司",null,"中国","2012-02-01","教学","科研基础平台经费","赵榆林"]
[156,"能源化学工程专业实验室","2012002285","实验室振动筛","YSS-200","功率：0.13KW",6000,"北京燕山正德机械设备有限公司",null,"中国","2012-02-01","教学","科研基础平台经费","赵榆林"]
[157,"能源化学工程专业实验室","2011006378","实际胶质试验器","SYD-8019","2500W",17387,"上海昌吉地质仪器有限公司",null,"中国","2011-11-01","教学","科研基础平台经费","赵榆林"]
[158,"能源化学工程专业实验室","2011006380","石油和合成液抗乳化性能试验器","SYD-7305A","2000W",24150,"上海昌吉地质仪器有限公司",null,"中国","2011-11-01","教学","科研基础平台经费","赵榆林"]
[159,"能源化学工程专业实验室","2011006372","石油产品蒸馏试验器","SYD-6536","1000W",2250,"上海昌吉地质仪器有限公司",null,"中国","2011-11-01","教学","科研基础平台经费","赵榆林"]
[160,"能源化学工程专业实验室","2011006369","石油产品运动粘度测定器","SYD-265C","1000W+650W,20L",6070,"上海昌吉地质仪器有限公司",null,"中国","2011-11-01","教学","科研基础平台经费","赵榆林"]
[161,"能源化学工程专业实验室","2011006379","石油产品酸值、酸度试验器","SYD-264","1200W",2232,"上海昌吉地质仪器有限公司",null,"中国","2011-11-01","教学","科研基础平台经费","赵榆林"]
[162,"能源化学工程专业实验室","2011006370","石油产品色度测定器","SYD-0168","220V,100W",5000,"上海昌吉地质仪器有限公司",null,"中国","2011-11-01","教学","科研基础平台经费","赵榆林"]
[163,"能源化学工程专业实验室","2011006377","石油产品密度试验器","SYD-1884","700W+1000W",4270,"上海昌吉地质仪器有限公司",null,"中国","2011-11-01","教学","科研基础平台经费","赵榆林"]
[164,"能源化学工程专业实验室","2011006371","石油产品硫含量试验器（燃灯法）","SYD-380B","5试样工作方式",3425,"上海昌吉地质仪器有限公司",null,"中国","2011-11-01","教学","科研基础平台经费","赵榆林"]
[165,"能源化学工程专业实验室","2011006386","石油产品和添加剂机械杂质试验器","SYD-511B","1000W",4045,"上海昌吉地质仪器有限公司",null,"中国","2011-11-01","教学","科研基础平台经费","赵榆林"]
[166,"能源化学工程专业实验室","2011006382","石油产品恩氏粘度计（数显式）","WNE-1A","550W,200ml",2140,"上海昌吉地质仪器有限公司",null,"中国","2011-11-01","教学","科研基础平台经费","赵榆林"]
[167,"能源化学工程专业实验室","2011006373","石油产品苯胺点试验器","SYD-262A","2kW,5V",6900,"上海昌吉地质仪器有限公司",null,"中国","2011-11-01","教学","科研基础平台经费","赵榆林"]
[168,"能源化学工程专业实验室","2016000034","湿轮磨耗仪","SYD-0752","自转速度140±2r/pm公转速度61±1r/pm",13450,"上海昌吉地质仪器有限公司","昌吉","中国","2014-09-26","教学","中央财政专项资金","赵榆林"]
[169,"能源化学工程专业实验室","2011006388","深色石油产品硫含量试验器","SYD-387","2800W",22740,"上海昌吉地质仪器有限公司",null,"中国","2011-11-01","教学","科研基础平台经费","赵榆林"]
[170,"能源化学工程专业实验室","2011006387","润滑脂滴点试验器","SYD-4929A","800W，600ml",1730,"上海昌吉地质仪器有限公司",null,"中国","2011-11-01","教学","科研基础平台经费","赵榆林"]
[171,"能源化学工程专业实验室","2011006389","润滑油抗泡沫试验器","SYD-12579","650W+1000W+500W",16000,"上海昌吉地质仪器有限公司",null,"中国","2011-11-01","教学","科研基础平台经费","赵榆林"]
[172,"能源化学工程专业实验室","2012002279","蠕动泵","BT100-2J","转速：0.1-100rpm",6600,"保定兰格恒流泵有限公司",null,"中国","2012-02-01","教学","科研基础平台经费","赵榆林"]
[173,"能源化学工程专业实验室","2012002280","蠕动泵","BT100-2J","转速范围：0.1-100rpm",4200,"保定兰格恒流泵有限公司",null,"中国","2012-02-01","教学","科研基础平台经费","赵榆林"]
[174,"能源化学工程专业实验室","2014004656","蠕动泵","BT100-2J","0.1-100rpm，48ml/min",2400,"保定兰格恒流泵有限公司","兰格","中国","2014-11-11","科研","科研费","孙彦琳"]
[175,"能源化学工程专业实验室","2014004657","蠕动泵","BT100-2J","0.1-100rpm，48ml/min",2400,"保定兰格恒流泵有限公司","兰格","中国","2014-11-11","科研","科研费","孙彦琳"]
[176,"能源化学工程专业实验室","2011006375","全自动汽油氧化安定性测定器","SYD-8018D","1600W",34000,"上海昌吉地质仪器有限公司",null,"中国","2011-11-01","教学","科研基础平台经费","赵榆林"]
[177,"能源化学工程专业实验室","2011006392","全自动沥青软化点试验器","SYD-2806G","600W,1000ml",15515,"上海昌吉地质仪器有限公司",null,"中国","2011-11-01","教学","科研基础平台经费","赵榆林"]
[178,"能源化学工程专业实验室","2012002321","球磨机","XQM-0.4L","0.4L",8300,"南京科析实验仪器研究所",null,"中国","2012-03-01","教学","呈贡校区建设费","赵榆林"]
[179,"能源化学工程专业实验室","2011001424","器皿柜","1000*470*2000","铝木结构",1100,"昆明科奥特实验室设备有限公司",null,"中国","2011-11-01","教学","呈贡校区建设费","赵榆林"]
[180,"能源化学工程专业实验室","2011001425","器皿柜","1000*470*2000","铝木结构",1100,"昆明科奥特实验室设备有限公司",null,"中国","2011-11-01","教学","呈贡校区建设费","赵榆林"]
[181,"能源化学工程专业实验室","2011001426","器皿柜","1000*470*2000","铝木结构",1100,"昆明科奥特实验室设备有限公司",null,"中国","2011-11-01","教学","呈贡校区建设费","赵榆林"]
[182,"能源化学工程专业实验室","2011001427","器皿柜","1000*470*2000","铝木结构",1100,"昆明科奥特实验室设备有限公司",null,"中国","2011-11-01","教学","呈贡校区建设费","赵榆林"]
[183,"能源化学工程专业实验室","2011001428","器皿柜","1000*470*2000","铝木结构",1100,"昆明科奥特实验室设备有限公司",null,"中国","2011-11-01","教学","呈贡校区建设费","赵榆林"]
[184,"能源化学工程专业实验室","2011001429","器皿柜","1000*470*2000","铝木结构",1100,"昆明科奥特实验室设备有限公司",null,"中国","2011-11-01","教学","呈贡校区建设费","赵榆林"]
[185,"能源化学工程专业实验室","2011001430","器皿柜","1000*470*2000","铝木结构",1100,"昆明科奥特实验室设备有限公司",null,"中国","2011-11-01","教学","呈贡校区建设费","赵榆林"]
[186,"能源化学工程专业实验室","2012002314","气相色谱柱","AT.PEG-20M","60m*0.25mm*0.33μm",2360,"中国科学院兰州化学物理研究所",null,"中国","2012-03-01","教学","呈贡校区建设费","赵榆林"]
[187,"能源化学工程专业实验室","2012006910","气相色谱柱","SE-54","60*0.25mm*0.5um",2070,"浙江福立分析仪器有限公司",null,"中国","2012-11-01","教学","呈贡校区建设费","赵榆林"]
[188,"能源化学工程专业实验室","2011010420","气相色谱仪","GC112A-6","灵敏度≤5×10-12g/s漂移≤5×10-13A/30mi",38000,"上海舜宇恒平科学仪器有限公司",null,"中国","2011-12-01","教学","呈贡校区建设费","赵榆林"]
[189,"能源化学工程专业实验室","2011001496","气瓶柜","900*450*1800","全钢结构",2600,"昆明科奥特实验室设备有限公司",null,"中国","2011-11-01","教学","呈贡校区建设费","赵榆林"]
[190,"能源化学工程专业实验室","2011001497","气瓶柜","900*450*1800","全钢结构",2600,"昆明科奥特实验室设备有限公司",null,"中国","2011-11-01","教学","呈贡校区建设费","赵榆林"]
[191,"能源化学工程专业实验室","2011001498","气瓶柜","900*450*1800","全钢结构",2600,"昆明科奥特实验室设备有限公司",null,"中国","2011-11-01","教学","呈贡校区建设费","赵榆林"]
[192,"能源化学工程专业实验室","2011001499","气瓶柜","900*450*1800","全钢结构",2600,"昆明科奥特实验室设备有限公司",null,"中国","2011-11-01","教学","呈贡校区建设费","赵榆林"]
[193,"能源化学工程专业实验室","2011001505","屏风办公桌","500*1200*1200","屏风隔断",1200,"昆明科奥特实验室设备有限公司",null,"中国","2011-11-01","教学","呈贡校区建设费","赵榆林"]
[194,"能源化学工程专业实验室","2011001506","屏风办公桌","500*1200*1200","屏风隔断",1200,"昆明科奥特实验室设备有限公司",null,"中国","2011-11-01","教学","呈贡校区建设费","赵榆林"]
[195,"能源化学工程专业实验室","2011001507","屏风办公桌","500*1200*1200","屏风隔断",1200,"昆明科奥特实验室设备有限公司",null,"中国","2011-11-01","教学","呈贡校区建设费","赵榆林"]
[196,"能源化学工程专业实验室","2011001508","屏风办公桌","500*1200*1200","屏风隔断",1200,"昆明科奥特实验室设备有限公司",null,"中国","2011-11-01","教学","呈贡校区建设费","赵榆林"]
[197,"能源化学工程专业实验室","2011001509","屏风办公桌","500*1200*1200","屏风隔断",1200,"昆明科奥特实验室设备有限公司",null,"中国","2011-11-01","教学","呈贡校区建设费","赵榆林"]
[198,"能源化学工程专业实验室","2011001510","屏风办公桌","500*1200*1200","屏风隔断",1200,"昆明科奥特实验室设备有限公司",null,"中国","2011-11-01","教学","呈贡校区建设费","赵榆林"]
[199,"能源化学工程专业实验室","2011001511","屏风办公桌","500*1200*1200","屏风隔断",1200,"昆明科奥特实验室设备有限公司",null,"中国","2011-11-01","教学","呈贡校区建设费","赵榆林"]
[200,"能源化学工程专业实验室","2011001512","屏风办公桌","500*1200*1200","屏风隔断",1200,"昆明科奥特实验室设备有限公司",null,"中国","2011-11-01","教学","呈贡校区建设费","赵榆林"]
[201,"能源化学工程专业实验室","2016000033","黏聚力试验器","SYD-0754","扭矩表最大扭矩不小于 350N.cm，传力杆直径Φ8cm。",10000,"上海昌吉地质仪器有限公司","昌吉","中国","2014-09-26","教学","中央财政专项资金","赵榆林"]
[202,"能源化学工程专业实验室","2016000031","马歇尔电动击实仪","SYD-0702A","击实速度：(60 次±5 次)/分钟；击实次数0～999)次",22800,"上海昌吉地质仪器有限公司","昌吉","中国","2014-09-26","教学","中央财政专项资金","赵榆林"]
[203,"能源化学工程专业实验室","2015008517","粒形分析仪","DM4000 M","透反射双光路，6孔32mm物镜转盘，高速相机：500万像素",578000,"德国徕卡仪器公司","德国徕卡","德国","2015-03-02","教学","中央财政专项资金","孙彦琳"]
[204,"能源化学工程专业实验室","2016000035","沥青蒸馏试验器","SYD-1617","加热功率0.6kW控温范围室温～260℃恒温精度±5℃",7560,"上海昌吉地质仪器有限公司","昌吉","中国","2014-09-26","教学","中央财政专项资金","赵榆林"]
[205,"能源化学工程专业实验室","2016000030","沥青粘韧性测试仪","SYD-0624","拉伸速度(500±10)mm/min最大加载能力：1000N",36000,"上海昌吉地质仪器有限公司","昌吉","中国","2014-09-26","教学","中央财政专项资金","赵榆林"]
[206,"能源化学工程专业实验室","2011006393","沥青延度试验器","SYD-4508G","3200W，50Hz",57085,"上海昌吉地质仪器有限公司",null,"中国","2011-11-01","教学","科研基础平台经费","赵榆林"]
[207,"能源化学工程专业实验室","2016000032","沥青压力试验仪","SYD-0730","最大荷载50kN弯曲试验5kN测量范围≤40kN",50400,"上海昌吉地质仪器有限公司","昌吉","中国","2014-09-26","教学","中央财政专项资金","赵榆林"]
[208,"能源化学工程专业实验室","2016000029","沥青相对密度试验器","SYD-0711A","仪器负压容器内负压可达 3.7 kPa±0.3 kPa",10800,"上海昌吉地质仪器有限公司","昌吉","中国","2014-09-26","教学","中央财政专项资金","赵榆林"]
[209,"能源化学工程专业实验室","20120569","沥青化学四组分分析仪器","SYD-0618","250ml",1022,"上海昌吉地质仪器公司",null,"中国","2012-04-01","科研","科研费","孙彦琳"]
[210,"能源化学工程专业实验室","20120570","沥青化学四组分分析仪器","SYD-0618","250ml",1022,"上海昌吉地质仪器公司",null,"中国","2012-04-01","科研","科研费","孙彦琳"]
[211,"能源化学工程专业实验室","2011006395","沥青动力粘度试验器（新）","SYD-0620A","300mmHg",27392,"上海昌吉地质仪器有限公司",null,"中国","2011-11-01","教学","科研基础平台经费","赵榆林"]
[212,"能源化学工程专业实验室","2012002304","开口闪点自动测定仪","KS-1C","室温-450°",8500,"江苏江分电分析仪器有限公司",null,"中国","2012-02-01","教学","科研基础平台经费","赵榆林"]
[213,"能源化学工程专业实验室","2012002302","精密PH计","PHS-3C","PH:0-14.0",1500,"上海虹益仪器仪表有限公司",null,"中国","2012-02-01","教学","科研基础平台经费","赵榆林"]
[214,"能源化学工程专业实验室","2011001282","角水池柜","1000*1000*800","钢木结构",1960,"昆明科奥特实验室设备有限公司",null,"中国","2011-11-01","教学","呈贡校区建设费","赵榆林"]
[215,"能源化学工程专业实验室","2011001283","角水池柜","1000*1000*800","钢木结构",1960,"昆明科奥特实验室设备有限公司",null,"中国","2011-11-01","教学","呈贡校区建设费","赵榆林"]
[216,"能源化学工程专业实验室","2011006376","减压馏程测定器","SYD-0165","1000W+350W,1000ml",15900,"上海昌吉地质仪器有限公司",null,"中国","2011-11-01","教学","科研基础平台经费","赵榆林"]
[217,"能源化学工程专业实验室","2014004355","激光一体机","Laster Jet Pro M1530","220-240V,50/60Hz",2468,"惠普公司","惠普","中国","2014-10-16","科研","科研费","孙彦琳"]
[218,"能源化学工程专业实验室","2012002323","机械搅拌器","RW 20","60-2000rpm",2580,"广州仪科实验室技术有限公司",null,"中国","2012-03-01","教学","呈贡校区建设费","赵榆林"]
[219,"能源化学工程专业实验室","2012004355","恒温样品池","SL200B","50*50",1800,"美国科诺工业有限公司",null,"美国","2012-06-01","教学","科研基础平台经费","司甜"]
[220,"能源化学工程专业实验室","2012004356","恒温样品池","SL200B","50*50",1800,"美国科诺工业有限公司",null,"美国","2012-06-01","教学","科研基础平台经费","司甜"]
[221,"能源化学工程专业实验室","2012004457","恒温培养摇床","THZ-100","振荡频率：20~300r/min,振幅：20mm",6450,"上海一恒科学仪器有限公司",null,"中国","2012-07-01","教学","科研基础平台经费","赵榆林"]
[222,"能源化学工程专业实验室","2013412923","管式电炉","SK2-2.5-13","功率2.5KW最高温度1300℃尺寸∮22×180mm",1500,"上海崇明实验仪器厂","崇明","中国","2011-02-14","教学","呈贡校区建设费","赵榆林"]
[223,"能源化学工程专业实验室","2012002317","鼓风恒温干燥箱","GZX-9030MBE","5℃-250℃",1780,"上海博讯实业有限公司",null,"中国","2012-03-01","教学","呈贡校区建设费","赵榆林"]
[224,"能源化学工程专业实验室","2013412927","鼓风恒温干燥箱","101A-3","数显，温度RT+10-300℃，尺寸500×600×750",1550,"上海崇明实验仪器厂","崇明","中国","2011-02-14","教学","呈贡校区建设费","赵榆林"]
[225,"能源化学工程专业实验室","2012002370","鼓风干燥箱","DHG-9030","850W,220V，容积30L，室温+10-250℃",2400,"上海鹊华生物科技有限公司",null,"中国","2012-03-01","教学","科研基础平台经费","赵榆林"]
[226,"能源化学工程专业实验室","2012002371","鼓风干燥箱","DHG-9030","850W,220V，容积30L，室温+10-250℃",2400,"上海鹊华生物科技有限公司",null,"中国","2012-03-01","教学","科研基础平台经费","赵榆林"]
[227,"能源化学工程专业实验室","2013412922","鼓风干燥箱","DHG-9245A","控温范围RT+10-300℃波动±1℃分辨率0.1℃",3280,"上海一恒科技有限公司","一恒科技","中国","2011-02-14","教学","呈贡校区建设费","赵榆林"]
[228,"能源化学工程专业实验室","2013412924","鼓风干燥箱","DHG-9245A","控温范围RT+10-300℃波动±1℃分辨率0.1℃",3280,"上海一恒科技有限公司","一恒科技","中国","2011-02-14","教学","呈贡校区建设费","赵榆林"]
[229,"能源化学工程专业实验室","2012002297","高压水热合成反应釜","HZ200","100ml",1000,"郑州合众仪器有限公司",null,"中国","2012-02-01","教学","科研基础平台经费","赵榆林"]
[230,"能源化学工程专业实验室","2012002298","高压水热合成反应釜","HZ200","100ml",1000,"郑州合众仪器有限公司",null,"中国","2012-02-01","教学","科研基础平台经费","赵榆林"]
[231,"能源化学工程专业实验室","2012002299","高压水热合成反应釜","HZ500","500ml",3400,"郑州合众仪器有限公司",null,"中国","2012-02-01","教学","科研基础平台经费","赵榆林"]
[232,"能源化学工程专业实验室","2012002300","高压水热合成反应釜","HZ500","500ml",3400,"郑州合众仪器有限公司",null,"中国","2012-02-01","教学","科研基础平台经费","赵榆林"]
[233,"能源化学工程专业实验室","2012002312","高压反应釜","GS-0.5L","0.5L,300℃",20000,"威海化工机械有限公司",null,"中国","2012-03-01","教学","科研基础平台经费","赵榆林"]
[234,"能源化学工程专业实验室","20164d0254","高压反应釜","GSHA-0.5L","设计压力：12.5MPa，设计温度：350℃，容积0.5L，不锈钢无腐蚀",28342.35,"威海鹏威精密仪器有限公司","鹏威","中国","2013-07-08","教学","德元贷款"]
[235,"能源化学工程专业实验室","2016000039","高温箱式电阻炉","SXJD-V25-17","最高温度 1700℃，工作温度 1600℃",64120,"上海意丰电炉有限公司","意丰","中国","2014-09-26","教学","中央财政专项资金","唐晓宁"]
[236,"能源化学工程专业实验室","2017004332","高温箱式电炉","SXL-1400C℃","炉膛尺寸：200*150*120mm",16000,"上海钜晶精密仪器制造有限公司","钜晶","中国","2015-10-13","科研","科研费","司甜"]
[237,"能源化学工程专业实验室","2012002311","高速台式离心机","TGL-20B","20000rpm/min",21100,"上海安亭仪器厂",null,"中国","2012-03-01","教学","科研基础平台经费","赵榆林"]
[238,"能源化学工程专业实验室","2015001490","高速离心机角转子","No.3 12*10ml ","<12000r/min,220,50HZ",4900,"湖南湘仪实验室仪器开发有限公司","湘仪","中国","2015-04-10","科研","科研费","赵文波"]
[239,"能源化学工程专业实验室","2016000028","负荷车轮试验仪","SYD-0755","电机转速：1400r/pm；碾压频率：（44±1）次/分",10950,"上海昌吉地质仪器有限公司","昌吉","中国","2014-09-26","教学","中央财政专项资金","赵榆林"]
[240,"能源化学工程专业实验室","2016000038","粉碎制样机","KER-F100A ","出料80-200振动频率147次/min精度0.1mg",5650,"镇江市科瑞制样设备有限公司","科瑞","中国","2014-09-26","教学","中央财政专项资金","唐晓宁"]
[241,"能源化学工程专业实验室","2014006028","粉末压片机","FW-4A","工作压力24t，活塞行程30mm",3400,"安合盟（天津）科技发展有限公司","安合盟","中国","2014-09-22","科研","其它经费","唐晓宁"]
[242,"能源化学工程专业实验室","2011006384","多功能试验器","SYD-510F1","1700W",25360,"上海昌吉地质仪器有限公司",null,"中国","2011-11-01","教学","科研基础平台经费","赵榆林"]
[243,"能源化学工程专业实验室","2013412920","电子天平","JA21002","称量范围0-2100g计数精度10mg",3600,"上海菁海仪器有限公司","菁海仪器","中国","2011-02-14","教学","呈贡校区建设费","赵榆林"]
[244,"能源化学工程专业实验室","2013412926","电子天平","FA2004N","最大称量200g最小计数0.1mg",2600,"上海菁海仪器有限公司","菁海仪器","中国","2011-02-14","教学","呈贡校区建设费","赵榆林"]
[245,"能源化学工程专业实验室","19960606","电子分析天平","AEG-45SM","*",20191.92,"日本岛津公司",null,"日本","1996-09-01","教学","世行贷款","赵榆林"]
[246,"能源化学工程专业实验室","2013412919","电子分析天平","AL104","可读0.1mg最大称量110g线性±0.2mg",6300,"梅特勒-托利多集团（上海）有限公司","梅特勒","中国","2011-02-14","教学","呈贡校区建设费","赵榆林"]
[247,"能源化学工程专业实验室","2012004446","电热恒温鼓风干燥箱","DHG-9140A","室温-250°；内胆尺寸550*450*550",3600,"上海一恒科学仪器有限公司",null,"中国","2012-07-01","教学","科研基础平台经费","司甜"]
[248,"能源化学工程专业实验室","2012002322","电热板","C-MAG HP10","1500W，50-500℃",2960,"广州仪科实验室技术有限公司",null,"中国","2012-03-01","教学","呈贡校区建设费","赵榆林"]
[249,"能源化学工程专业实验室","2012002316","电动压片机模具","10、20、40","半径10、20、40",2800,"天津市科器高新技术公司",null,"中国","2012-03-01","教学","呈贡校区建设费","赵榆林"]
[250,"能源化学工程专业实验室","2012002315","电动压片机","DY-30","0-35MPa",10880,"天津市科器高新技术公司",null,"中国","2012-03-01","教学","呈贡校区建设费","赵榆林"]
[251,"能源化学工程专业实验室","2012002309","低温恒温反应浴","DFY-5/25","5L,-25-98℃",4400,"河南巩义予华仪器有限公司",null,"中国","2012-03-01","教学","科研基础平台经费","赵榆林"]
[252,"能源化学工程专业实验室","2011001364","单水池柜","1500*750*800","钢木结构",2050,"昆明科奥特实验室设备有限公司",null,"中国","2011-11-01","教学","呈贡校区建设费","赵榆林"]
[253,"能源化学工程专业实验室","2011001365","单水池柜","900*750*800","钢木结构",1520,"昆明科奥特实验室设备有限公司",null,"中国","2011-11-01","教学","呈贡校区建设费","赵榆林"]
[254,"能源化学工程专业实验室","2011001367","单水池柜","900*750*800","钢木结构",1520,"昆明科奥特实验室设备有限公司",null,"中国","2011-11-01","教学","呈贡校区建设费","赵榆林"]
[255,"能源化学工程专业实验室","2011001368","单水池柜","900*750*800","钢木结构",1520,"昆明科奥特实验室设备有限公司",null,"中国","2011-11-01","教学","呈贡校区建设费","赵榆林"]
[256,"能源化学工程专业实验室","2011001370","单水池柜","900*750*800","钢木结构",1520,"昆明科奥特实验室设备有限公司",null,"中国","2011-11-01","教学","呈贡校区建设费","赵榆林"]
[257,"能源化学工程专业实验室","2011001371","单水池柜","900*750*800","钢木结构",1520,"昆明科奥特实验室设备有限公司",null,"中国","2011-11-01","教学","呈贡校区建设费","赵榆林"]
[258,"能源化学工程专业实验室","2011001372","单水池柜","900*750*800","钢木结构",1520,"昆明科奥特实验室设备有限公司",null,"中国","2011-11-01","教学","呈贡校区建设费","赵榆林"]
[259,"能源化学工程专业实验室","2011001373","单水池柜","900*750*800","钢木结构",1520,"昆明科奥特实验室设备有限公司",null,"中国","2011-11-01","教学","呈贡校区建设费","赵榆林"]
[260,"能源化学工程专业实验室","2011001374","单水池柜","900*750*800","钢木结构",1520,"昆明科奥特实验室设备有限公司",null,"中国","2011-11-01","教学","呈贡校区建设费","赵榆林"]
[261,"能源化学工程专业实验室","2011001375","单水池柜","750*700*800","钢木结构",1420,"昆明科奥特实验室设备有限公司",null,"中国","2011-11-01","教学","呈贡校区建设费","赵榆林"]
[262,"能源化学工程专业实验室","2011001376","单水池柜","750*700*800","钢木结构",1420,"昆明科奥特实验室设备有限公司",null,"中国","2011-11-01","教学","呈贡校区建设费","赵榆林"]
[263,"能源化学工程专业实验室","2011001377","单水池柜","750*700*800","钢木结构",1420,"昆明科奥特实验室设备有限公司",null,"中国","2011-11-01","教学","呈贡校区建设费","赵榆林"]
[264,"能源化学工程专业实验室","2011001378","单水池柜","750*700*800","钢木结构",1420,"昆明科奥特实验室设备有限公司",null,"中国","2011-11-01","教学","呈贡校区建设费","赵榆林"]
[265,"能源化学工程专业实验室","2011001379","单水池柜","750*700*800","钢木结构",1420,"昆明科奥特实验室设备有限公司",null,"中国","2011-11-01","教学","呈贡校区建设费","赵榆林"]
[266,"能源化学工程专业实验室","2011001380","单水池柜","750*700*800","钢木结构",1420,"昆明科奥特实验室设备有限公司",null,"中国","2011-11-01","教学","呈贡校区建设费","赵榆林"]
[267,"能源化学工程专业实验室","2011001381","单水池柜","750*700*800","钢木结构",1420,"昆明科奥特实验室设备有限公司",null,"中国","2011-11-01","教学","呈贡校区建设费","赵榆林"]
[268,"能源化学工程专业实验室","2012002307","单层玻璃反应釜","F-1L","1L",6000,"上海予华仪器设备有限公司",null,"中国","2012-02-01","教学","科研基础平台经费","赵榆林"]
[269,"能源化学工程专业实验室","2012002369","程序升温马弗炉","SX-10-12","400*250*160，额定温度1200℃",4200,"天津泰斯特仪器有限公司",null,"中国","2012-02-01","教学","科研基础平台经费","赵榆林"]
[270,"能源化学工程专业实验室","2011010421","玻璃反应釜","RAT-1","反应釜球体规格：1L",3300,"上海申顺生物科技有限公司",null,"中国","2011-12-01","教学","呈贡校区建设费","赵榆林"]
[271,"能源化学工程专业实验室","2011010422","玻璃反应釜","RAT-2","反应釜球体规格：2L",3600,"上海申顺生物科技有限公司",null,"中国","2011-12-01","教学","呈贡校区建设费","赵榆林"]
[272,"能源化学工程专业实验室","2012002293","冰箱","BCD-206TS","206L",2200,"青岛海尔",null,"中国","2012-02-01","教学","科研基础平台经费","赵榆林"]
[273,"能源化学工程专业实验室","2014002190","冰箱","BCD-226SDCZ","226L,220V",3350,"青岛海尔股份有限公司","海尔","中国","2013-04-09","科研","科研费","赵文波"]
[274,"能源化学工程专业实验室","2012002374","冰柜","379HB","379L",3000,"青岛海尔集团",null,"中国","2012-03-01","教学","科研基础平台经费","赵榆林"]
[275,"能源化学工程专业实验室","2011006390","冰点试验器","SYD-2430","2000W",17300,"上海昌吉地质仪器有限公司",null,"中国","2011-11-01","教学","科研基础平台经费","赵榆林"]
[276,"能源化学工程专业实验室","2012002278","表面张力仪","SL200B","接触角测量范围0-180°，接触角分辨率0.01°",156000,"美国科诺工业有限公司",null,"中国","2012-02-01","教学","科研基础平台经费","赵榆林"]
[277,"能源化学工程专业实验室","2016000037","标准振筛机","KER-200B","频率：147次/min,半径：12.5mm，振幅：5mm",7500,"镇江市科瑞制样设备有限公司","科瑞","中国","2014-09-26","教学","中央财政专项资金","唐晓宁"]
[278,"能源化学工程专业实验室","2011001299","边实验台2套水","3600*750*800","钢木结构",6580,"昆明科奥特实验室设备有限公司",null,"中国","2011-11-01","教学","呈贡校区建设费","赵榆林"]
[279,"能源化学工程专业实验室","2011001289","边实验台1套水","6600*750*800","钢木结构",7456,"昆明科奥特实验室设备有限公司",null,"中国","2011-11-01","教学","呈贡校区建设费","赵榆林"]
[280,"能源化学工程专业实验室","2011001290","边实验台1套水","8230*750*800","钢木结构",9247,"昆明科奥特实验室设备有限公司",null,"中国","2011-11-01","教学","呈贡校区建设费","赵榆林"]
[281,"能源化学工程专业实验室","2011001291","边实验台1套水","7200*750*800","钢木结构",8092,"昆明科奥特实验室设备有限公司",null,"中国","2011-11-01","教学","呈贡校区建设费","赵榆林"]
[282,"能源化学工程专业实验室","2011001293","边实验台1套水","4100*750*800","钢木结构",4912,"昆明科奥特实验室设备有限公司",null,"中国","2011-11-01","教学","呈贡校区建设费","赵榆林"]
[283,"能源化学工程专业实验室","2011001294","边实验台1套水","4500*750*800","钢木结构",5230,"昆明科奥特实验室设备有限公司",null,"中国","2011-11-01","教学","呈贡校区建设费","赵榆林"]
[284,"能源化学工程专业实验室","2011001297","边实验台1套水","3000*750*800","钢木结构",3640,"昆明科奥特实验室设备有限公司",null,"中国","2011-11-01","教学","呈贡校区建设费","赵榆林"]
[285,"能源化学工程专业实验室","2011001298","边实验台1套水","3000*750*800","钢木结构",3640,"昆明科奥特实验室设备有限公司",null,"中国","2011-11-01","教学","呈贡校区建设费","赵榆林"]
[286,"能源化学工程专业实验室","2011001300","边实验台1套水","3600*750*800","钢木结构",4400,"昆明科奥特实验室设备有限公司",null,"中国","2011-11-01","教学","呈贡校区建设费","赵榆林"]
[287,"能源化学工程专业实验室","2011001303","边实验台1套水","2020*750*800","钢木结构",2601,"昆明科奥特实验室设备有限公司",null,"中国","2011-11-01","教学","呈贡校区建设费","赵榆林"]
[288,"能源化学工程专业实验室","2011001284","边实验台","6000*750*800","钢木结构",6360,"昆明科奥特实验室设备有限公司",null,"中国","2011-11-01","教学","呈贡校区建设费","赵榆林"]
[289,"能源化学工程专业实验室","2011001285","边实验台","6000*750*800","钢木结构",6360,"昆明科奥特实验室设备有限公司",null,"中国","2011-11-01","教学","呈贡校区建设费","赵榆林"]
[290,"能源化学工程专业实验室","2011001286","边实验台","6000*750*800","钢木结构",6360,"昆明科奥特实验室设备有限公司",null,"中国","2011-11-01","教学","呈贡校区建设费","赵榆林"]
[291,"能源化学工程专业实验室","2011001287","边实验台","6000*750*800","钢木结构",6360,"昆明科奥特实验室设备有限公司",null,"中国","2011-11-01","教学","呈贡校区建设费","赵榆林"]
[292,"能源化学工程专业实验室","2011001288","边实验台","6000*750*800","钢木结构",6360,"昆明科奥特实验室设备有限公司",null,"中国","2011-11-01","教学","呈贡校区建设费","赵榆林"]
[293,"能源化学工程专业实验室","2011001292","边实验台","4375*750*800","钢木结构",4770,"昆明科奥特实验室设备有限公司",null,"中国","2011-11-01","教学","呈贡校区建设费","赵榆林"]
[294,"能源化学工程专业实验室","2011001295","边实验台","3000*750*800","钢木结构",4800,"昆明科奥特实验室设备有限公司",null,"中国","2011-11-01","教学","呈贡校区建设费","赵榆林"]
[295,"能源化学工程专业实验室","2011001296","边实验台","3000*750*800","钢木结构",4800,"昆明科奥特实验室设备有限公司",null,"中国","2011-11-01","教学","呈贡校区建设费","赵榆林"]
[296,"能源化学工程专业实验室","2011001304","边实验台","1200*750*800","钢木结构",1272,"昆明科奥特实验室设备有限公司",null,"中国","2011-11-01","教学","呈贡校区建设费","赵榆林"]
[297,"能源化学工程专业实验室","2011001305","边实验台","1200*750*800","钢木结构",1272,"昆明科奥特实验室设备有限公司",null,"中国","2011-11-01","教学","呈贡校区建设费","赵榆林"]
[298,"能源化学工程专业实验室","2011001306","边实验台","1800*750*800","钢木结构",1908,"昆明科奥特实验室设备有限公司",null,"中国","2011-11-01","教学","呈贡校区建设费","赵榆林"]
[299,"能源化学工程专业实验室","2011001307","边实验台","1800*750*800","钢木结构",1908,"昆明科奥特实验室设备有限公司",null,"中国","2011-11-01","教学","呈贡校区建设费","赵榆林"]
[300,"能源化学工程专业实验室","2011001309","边实验台","1500*750*800","钢木结构",2030,"昆明科奥特实验室设备有限公司",null,"中国","2011-11-01","教学","呈贡校区建设费","赵榆林"]
[301,"能源化学工程专业实验室","2011001310","边实验台","1500*750*800","钢木结构",2030,"昆明科奥特实验室设备有限公司",null,"中国","2011-11-01","教学","呈贡校区建设费","赵榆林"]
[302,"能源化学工程专业实验室","2011001311","边实验台","1500*750*800","钢木结构",2030,"昆明科奥特实验室设备有限公司",null,"中国","2011-11-01","教学","呈贡校区建设费","赵榆林"]
[303,"能源化学工程专业实验室","2011001312","边实验台","1500*750*800","钢木结构",2030,"昆明科奥特实验室设备有限公司",null,"中国","2011-11-01","教学","呈贡校区建设费","赵榆林"]
[304,"能源化学工程专业实验室","2011001313","边实验台","1500*750*800","钢木结构",2030,"昆明科奥特实验室设备有限公司",null,"中国","2011-11-01","教学","呈贡校区建设费","赵榆林"]
[305,"能源化学工程专业实验室","2011001314","边实验台","1500*750*800","钢木结构",2030,"昆明科奥特实验室设备有限公司",null,"中国","2011-11-01","教学","呈贡校区建设费","赵榆林"]
[306,"能源化学工程专业实验室","2011001315","边实验台","1500*750*800","钢木结构",2030,"昆明科奥特实验室设备有限公司",null,"中国","2011-11-01","教学","呈贡校区建设费","赵榆林"]
[307,"能源化学工程专业实验室","2011001316","边实验台","1500*750*800","钢木结构",2030,"昆明科奥特实验室设备有限公司",null,"中国","2011-11-01","教学","呈贡校区建设费","赵榆林"]
[308,"能源化学工程专业实验室","2011001317","边实验台","1500*750*800","钢木结构",2030,"昆明科奥特实验室设备有限公司",null,"中国","2011-11-01","教学","呈贡校区建设费","赵榆林"]
[309,"能源化学工程专业实验室","2011001318","边实验台","1500*750*800","钢木结构",2030,"昆明科奥特实验室设备有限公司",null,"中国","2011-11-01","教学","呈贡校区建设费","赵榆林"]
[310,"能源化学工程专业实验室","2011001319","边实验台","1500*750*800","钢木结构",2030,"昆明科奥特实验室设备有限公司",null,"中国","2011-11-01","教学","呈贡校区建设费","赵榆林"]
[311,"能源化学工程专业实验室","2011001320","边实验台","1500*750*800","钢木结构",2030,"昆明科奥特实验室设备有限公司",null,"中国","2011-11-01","教学","呈贡校区建设费","赵榆林"]
[312,"能源化学工程专业实验室","2011001321","边实验台","1500*750*800","钢木结构",2030,"昆明科奥特实验室设备有限公司",null,"中国","2011-11-01","教学","呈贡校区建设费","赵榆林"]
[313,"能源化学工程专业实验室","2011001322","边实验台","1500*750*800","钢木结构",2030,"昆明科奥特实验室设备有限公司",null,"中国","2011-11-01","教学","呈贡校区建设费","赵榆林"]
[314,"能源化学工程专业实验室","2011001323","边实验台","1500*750*800","钢木结构",2030,"昆明科奥特实验室设备有限公司",null,"中国","2011-11-01","教学","呈贡校区建设费","赵榆林"]
[315,"能源化学工程专业实验室","2011001324","边实验台","1500*750*800","钢木结构",2030,"昆明科奥特实验室设备有限公司",null,"中国","2011-11-01","教学","呈贡校区建设费","赵榆林"]
[316,"能源化学工程专业实验室","2011001325","边实验台","1500*750*800","钢木结构",2030,"昆明科奥特实验室设备有限公司",null,"中国","2011-11-01","教学","呈贡校区建设费","赵榆林"]
[317,"能源化学工程专业实验室","2011001326","边实验台","1500*750*800","钢木结构",2030,"昆明科奥特实验室设备有限公司",null,"中国","2011-11-01","教学","呈贡校区建设费","赵榆林"]
[318,"能源化学工程专业实验室","2011001327","边实验台","1500*750*800","钢木结构",2030,"昆明科奥特实验室设备有限公司",null,"中国","2011-11-01","教学","呈贡校区建设费","赵榆林"]
[319,"能源化学工程专业实验室","2011001328","边实验台","1500*750*800","钢木结构",2030,"昆明科奥特实验室设备有限公司",null,"中国","2011-11-01","教学","呈贡校区建设费","赵榆林"]
[320,"能源化学工程专业实验室","2011001329","边实验台","1500*750*800","钢木结构",2030,"昆明科奥特实验室设备有限公司",null,"中国","2011-11-01","教学","呈贡校区建设费","赵榆林"]
[321,"能源化学工程专业实验室","2011001330","边实验台","1500*750*800","钢木结构",2030,"昆明科奥特实验室设备有限公司",null,"中国","2011-11-01","教学","呈贡校区建设费","赵榆林"]
[322,"能源化学工程专业实验室","2011001331","边实验台","1500*750*800","钢木结构",2030,"昆明科奥特实验室设备有限公司",null,"中国","2011-11-01","教学","呈贡校区建设费","赵榆林"]
[323,"能源化学工程专业实验室","2011001332","边实验台","1500*750*800","钢木结构",2030,"昆明科奥特实验室设备有限公司",null,"中国","2011-11-01","教学","呈贡校区建设费","赵榆林"]
[324,"能源化学工程专业实验室","2011001333","边实验台","1500*750*800","钢木结构",2030,"昆明科奥特实验室设备有限公司",null,"中国","2011-11-01","教学","呈贡校区建设费","赵榆林"]
[325,"能源化学工程专业实验室","2011001334","边实验台","1500*750*800","钢木结构",2030,"昆明科奥特实验室设备有限公司",null,"中国","2011-11-01","教学","呈贡校区建设费","赵榆林"]
[326,"能源化学工程专业实验室","2011001335","边实验台","1500*750*800","钢木结构",2030,"昆明科奥特实验室设备有限公司",null,"中国","2011-11-01","教学","呈贡校区建设费","赵榆林"]
[327,"能源化学工程专业实验室","2011001336","边实验台","1500*750*800","钢木结构",2030,"昆明科奥特实验室设备有限公司",null,"中国","2011-11-01","教学","呈贡校区建设费","赵榆林"]
[328,"能源化学工程专业实验室","2011001337","边实验台","1500*750*800","钢木结构",2030,"昆明科奥特实验室设备有限公司",null,"中国","2011-11-01","教学","呈贡校区建设费","赵榆林"]
[329,"能源化学工程专业实验室","2011001338","边实验台","1500*750*800","钢木结构",2030,"昆明科奥特实验室设备有限公司",null,"中国","2011-11-01","教学","呈贡校区建设费","赵榆林"]
[330,"能源化学工程专业实验室","2011001339","边实验台","1500*750*800","钢木结构",2030,"昆明科奥特实验室设备有限公司",null,"中国","2011-11-01","教学","呈贡校区建设费","赵榆林"]
[331,"能源化学工程专业实验室","2011001340","边实验台","1500*750*800","钢木结构",2030,"昆明科奥特实验室设备有限公司",null,"中国","2011-11-01","教学","呈贡校区建设费","赵榆林"]
[332,"能源化学工程专业实验室","2011001341","边实验台","1500*750*800","钢木结构",2030,"昆明科奥特实验室设备有限公司",null,"中国","2011-11-01","教学","呈贡校区建设费","赵榆林"]
[333,"能源化学工程专业实验室","2011001342","边实验台","1500*750*800","钢木结构",2030,"昆明科奥特实验室设备有限公司",null,"中国","2011-11-01","教学","呈贡校区建设费","赵榆林"]
[334,"能源化学工程专业实验室","2011001343","边实验台","1500*750*800","钢木结构",2030,"昆明科奥特实验室设备有限公司",null,"中国","2011-11-01","教学","呈贡校区建设费","赵榆林"]
[335,"能源化学工程专业实验室","2011001344","边实验台","1500*750*800","钢木结构",2030,"昆明科奥特实验室设备有限公司",null,"中国","2011-11-01","教学","呈贡校区建设费","赵榆林"]
[336,"能源化学工程专业实验室","2011001345","边实验台","1500*750*800","钢木结构",2030,"昆明科奥特实验室设备有限公司",null,"中国","2011-11-01","教学","呈贡校区建设费","赵榆林"]
[337,"能源化学工程专业实验室","2011001346","边实验台","1500*750*800","钢木结构",2030,"昆明科奥特实验室设备有限公司",null,"中国","2011-11-01","教学","呈贡校区建设费","赵榆林"]
[338,"能源化学工程专业实验室","2011001347","边实验台","1500*750*800","钢木结构",2030,"昆明科奥特实验室设备有限公司",null,"中国","2011-11-01","教学","呈贡校区建设费","赵榆林"]
[339,"能源化学工程专业实验室","2011001348","边实验台","1500*750*800","钢木结构",2030,"昆明科奥特实验室设备有限公司",null,"中国","2011-11-01","教学","呈贡校区建设费","赵榆林"]
[340,"能源化学工程专业实验室","2011001349","边实验台","1500*750*800","钢木结构",2030,"昆明科奥特实验室设备有限公司",null,"中国","2011-11-01","教学","呈贡校区建设费","赵榆林"]
[341,"能源化学工程专业实验室","2011001350","边实验台","1500*750*800","钢木结构",2030,"昆明科奥特实验室设备有限公司",null,"中国","2011-11-01","教学","呈贡校区建设费","赵榆林"]
[342,"能源化学工程专业实验室","2011001351","边实验台","1500*750*800","钢木结构",2030,"昆明科奥特实验室设备有限公司",null,"中国","2011-11-01","教学","呈贡校区建设费","赵榆林"]
[343,"能源化学工程专业实验室","2011001352","边实验台","1500*750*800","钢木结构",2030,"昆明科奥特实验室设备有限公司",null,"中国","2011-11-01","教学","呈贡校区建设费","赵榆林"]
[344,"能源化学工程专业实验室","2011001353","边实验台","1500*750*800","钢木结构",2030,"昆明科奥特实验室设备有限公司",null,"中国","2011-11-01","教学","呈贡校区建设费","赵榆林"]
[345,"能源化学工程专业实验室","2011001354","边实验台","1500*750*800","钢木结构",2030,"昆明科奥特实验室设备有限公司",null,"中国","2011-11-01","教学","呈贡校区建设费","赵榆林"]
[346,"能源化学工程专业实验室","2011001355","边实验台","1500*750*800","钢木结构",2030,"昆明科奥特实验室设备有限公司",null,"中国","2011-11-01","教学","呈贡校区建设费","赵榆林"]
[347,"能源化学工程专业实验室","2011001356","边实验台","1500*750*800","钢木结构",2030,"昆明科奥特实验室设备有限公司",null,"中国","2011-11-01","教学","呈贡校区建设费","赵榆林"]
[348,"能源化学工程专业实验室","2011001357","边实验台","1500*750*800","钢木结构",2030,"昆明科奥特实验室设备有限公司",null,"中国","2011-11-01","教学","呈贡校区建设费","赵榆林"]
[349,"能源化学工程专业实验室","2011001358","边实验台","1500*750*800","钢木结构",2030,"昆明科奥特实验室设备有限公司",null,"中国","2011-11-01","教学","呈贡校区建设费","赵榆林"]
[350,"能源化学工程专业实验室","2011001359","边实验台","1500*750*800","钢木结构",2030,"昆明科奥特实验室设备有限公司",null,"中国","2011-11-01","教学","呈贡校区建设费","赵榆林"]
[351,"能源化学工程专业实验室","2011001360","边实验台","1500*750*800","钢木结构",2030,"昆明科奥特实验室设备有限公司",null,"中国","2011-11-01","教学","呈贡校区建设费","赵榆林"]
[352,"能源化学工程专业实验室","2011001361","边实验台","1500*750*800","钢木结构",2030,"昆明科奥特实验室设备有限公司",null,"中国","2011-11-01","教学","呈贡校区建设费","赵榆林"]
[353,"能源化学工程专业实验室","2011001362","边实验台","1500*750*800","钢木结构",2030,"昆明科奥特实验室设备有限公司",null,"中国","2011-11-01","教学","呈贡校区建设费","赵榆林"]
[354,"能源化学工程专业实验室","2011001363","边实验台","2400*750*800","钢木结构",3840,"昆明科奥特实验室设备有限公司",null,"中国","2011-11-01","教学","呈贡校区建设费","赵榆林"]
[355,"能源化学工程专业实验室","2012002303","闭口闪点试验器","BS-1","室温-450℃",8200,"江苏江分电分析仪器有限公司",null,"中国","2012-02-01","教学","科研基础平台经费","赵榆林"]
[356,"能源化学工程专业实验室","20114692","笔记本电脑","惠普CQ36-105TX","2G/320G/13.3\"",5400,"惠普公司",null,"中国","2011-04-01","科研","科研费","司甜"]
[357,"能源化学工程专业实验室","2012005441","笔记本电脑","A452","CPU:I5-3210M;内存：4GB;硬盘：750GB",4860,"华硕电脑股份有限公司",null,"中国","2012-10-01","科研","科研费","孙彦琳"]
[358,"能源化学工程专业实验室","2014001824","笔记本电脑","Think Pad X1 Carbon","core i5/4G/150G",6358,"联想集团","Think Pad","中国","2014-04-17","科研","科研费","唐晓宁"]
[359,"能源化学工程专业实验室","2016010781","笔记本电脑","戴尔Latitude 3470","I5 6200/4G/500G//14寸LED",5100,"戴尔（中国）有限公司","戴尔","中国","2016-10-24","教学","科研费","苏红莹"]
[360,"能源化学工程专业实验室","2015001739","保险柜","150型","150L",2880,"昆明帝达有限公司","kunmingdida","中国","2015-03-02","教学","一般设备费","赵榆林"]
[361,"能源化学工程专业实验室","2011006383","饱和蒸汽压测定器","SYD-8017","1600W",8838,"上海昌吉地质仪器有限公司",null,"中国","2011-11-01","教学","科研基础平台经费","赵榆林"]
[1388,"合计",{"$nulls":3},"设备原值",3104926.27,{"$nulls":6},"元"]
[1389]
[1390]
[1391]
[1392]
[1393]
[1394]
[1395]
[1396]
[1397]
[1398]
[1399]
[1400]
[1401]
[1402]
[1403]
[1404]
[1405]
[1406]
[1407]
[1408]
[1409]
[1410]
[1411]
[1412]
[1413]
[1414]
[1415]
[1416]
[1417]
[1418]
[1419]
[1420]
[1421]
[1422]
[1423]
[1424]
[1425]
[1426]
[1427]
[1428]
[1429]
[1430]
[1431]
[1432]
[1433]
[1434]
[1435]
[1436]
[1437]
[1438]
[1439]
[1440]
[1441]
[1442]
[1443]
[1444]
[1445]
[1446]
[1447]
[1448]
[1449]
[1450]
[1451]
[1452]
[1453]
[1454]
[1455]
[1456]
[1457]
[1458]
[1459]
[1460]
[1461]
[1462]
[1463]
[1464]
[1465]
[1466]
[1467]
[1468]
[1469]
[1470]
[1471]
[1472]
[1473]
[1474]
[1475]
[1476]
[1477]
[1478]
[1479]
[1480]
[1481]
[1482]
[1483]
[1484]
[1485]
[1486]
[1487]
[1488]
[1489]
[1490]
[1491]
[1492]
[1493]
[1494]
[1495]
[1496]
[1497]
[1498]
[1499]
[1500]
[1501]
[1502]
[1503]
[1504]
[1505]
[1506]
[1507]
[1508]
[1509]
[1510]
[1511]
[1512]
[1513]
[1514]
[1515]
[1516]
[1517]
[1518]
[1519]
[1520]
[1521]
[1522]
[1523]
[1524]
[1525]
[1526]
[1527]
[1528]
[1529]
[1530]
[1531]
[1532]
[1533]
[1534]
[1535]
[1536]
[1537]
[1538]
[1539]
[1540]
[1541]
[1542]
[1543]
[1544]
[1545]
[1546]
[1547]
[1548]
[1549]
[1550]
[1551]
[1552]
[1553]
[1554]
[1555]
[1556]
[1557]
[1558]
[1559]
[1560]
[1561]
[1562]
[1563]
[1564]
[1565]
[1566]
[1567]
[1568]
[1569]
[1570]
[1571]
[1572]
[1573]
[1574]
[1575]
[1576]
[1577]
[1578]
[1579]
[1580]
[1581]
[1582]
[1583]
[1584]
[1585]
[1586]
[1587]
[1588]
[1589]
[1590]
[1591]
[1592]
[1593]
[1594]
[1595]
[1596]
[1597]
[1598]
[1599]
[1600]
[1601]
[1602]
[1603]
[1604]
[1605]
[1606]
[1607]
[1608]
[1609]
[1610]
[1611]
[1612]
[1613]
[1614]
[1615]
[1616]
[1617]
[1618]
[1619]
[1620]
[1621]
[1622]
[1623]
[1624]
[1625]
[1626]
[1627]
[1628]
[1629]
[1630]
[1631]
[1632]
[1633]
[1634]
[1635]
[1636]
[1637]
[1638]
[1639]
[1640]
[1641]
[1642]
[1643]
[1644]
[1645]
[1646]
[1647]
[1648]
[1649]
[1650]
[1651]
[1652]
[1653]
[1654]
[1655]
[1656]
[1657]
[1658]
[1659]
[1660]
[1661]
[1662]
[1663]
[1664]
[1665]
[1666]
[1667]
[1668]
[1669]
[1670]
[1671]
[1672]
[1673]
[1674]
[1675]
[1676]
[1677]
[1678]
[1679]
[1680]
[1681]
[1682]
[1683]
[1684]
[1685]
[1686]
[1687]
[1688]
[1689]
[1690]
[1691]
[1692]
[1693]
[1694]
[1695]
[1696]
[1697]
[1698]
[1699]
[1700]
[1701]
[1702]
[1703]
[1704]
[1705]
[1706]
[1707]
[1708]
[1709]
[1710]
[1711]
[1712]
[1713]
[1714]
[1715]
[1716]
[1717]
[1718]
[1719]
[1720]
[1721]
[1722]
[1723]
[1724]
[1725]
[1726]
[1727]
[1728]
[1729]
[1730]
[1731]
[1732]
[1733]
[1734]
[1735]
[1736]
[1737]
[1738]
[1739]
[1740]
[1741]
[1742]
[1743]
[1744]
[1745]
[1746]
[1747]
[1748]
[1749]
[1750]
[1751]
[1752]
[1753]
[1754]
[1755]
[1756]
[1757]
[1758]
[1759]
[1760]
[1761]
[1762]
[1763]
[1764]
[1765]
[1766]
[1767]
[1768]
[1769]
[1770]
[1771]
[1772]
[1773]
[1774]
[1775]
[1776]
[1777]
[1778]
[1779]
[1780]
[1781]
[1782]
[1783]
[1784]
[1785]
[1786]
[1787]
[1788]
[1789]
[1790]
[1791]
[1792]
[1793]
[1794]
[1795]
[1796]
[1797]
[1798]
[1799]
[1800]
[1801]
[1802]
[1803]
[1804]
[1805]
[1806]
[1807]
[1808]
[1809]
[1810]
[1811]
[1812]
[1813]
[1814]
[1815]
[1816]
[1817]
[1818]
[1819]
[1820]
[1821]
[1822]
[1823]
[1824]
[1825]
[1826]
[1827]
[1828]
[1829]
[1830]
[1831]
[1832]
[1833]
[1834]
[1835]
[1836]
[1837]
[1838]
[1839]
[1840]
[1841]
[1842]
[1843]
[1844]
[1845]
[1846]
[1847]
[1848]
[1849]
[1850]
[1851]
[1852]
[1853]
[1854]
[1855]
[1856]
[1857]
[1858]
[1859]
[1860]
[1861]
[1862]
[1863]
[1864]
[1865]
[1866]
[1867]
[1868]
[1869]
[1870]
[1871]
[1872]
[1873]
[1874]
[1875]
[1876]
[1877]
[1878]
[1879]
[1880]
[1881]
[1882]
[1883]
[1884]
[1885]
[1886]
[1887]
[1888]
[1889]
[1890]
[1891]
[1892]
[1893]
[1894]
[1895]
[1896]
[1897]
[1898]
[1899]
[1900]
[1901]
[1902]
[1903]
[1904]
[1905]
[1906]
[1907]
[1908]
[1909]
[1910]
[1911]
[1912]
[1913]
[1914]
[1915]
[1916]
[1917]
[1918]
[1919]
[1920]
[1921]
[1922]
[1923]
[1924]
[1925]
[1926]
[1927]
[1928]
[1929]
[1930]
[1931]
[1932]
[1933]
[1934]
[1935]
[1936]
[1937]
[1938]
[1939]
[1940]
[1941]
[1942]
[1943]
[1944]
[1945]
[1946]
[1947]
[1948]
[1949]
[1950]
[1951]
[1952]
[1953]
[1954]
[1955]
[1956]
[1957]
[1958]
[1959]
[1960]
[1961]
[1962]
[1963]
[1964]
[1965]
[1966]
[1967]
[1968]
[1969]
[1970]
[1971]
[1972]
[1973]
[1974]
[1975]
[1976]
[1977]
[1978]
[1979]
[1980]
[1981]
[1982]
[1983]
[1984]
[1985]
[1986]
[1987]
[1988]
[1989]
[1990]
[1991]
[1992]
[1993]
[1994]
[1995]
[1996]
[1997]
[1998]
[1999]
[2000]
[2001]
[2002]
[2003]
[2004]
[2005]
[2006]
[2007]
[2008]
[2009]
[2010]
[2011]
[2012]
[2013]
[2014]
[2015]
[2016]
[2017]
[2018]
[2019]
[2020]
[2021]
[2022]
[2023]
[2024]
[2025]
[2026]
[2027]
[2028]
[2029]
[2030]
[2031]
[2032]
[2033]
[2034]
[2035]
[2036]
[2037]
[2038]
[2039]
[2040]
[2041]
[2042]
[2043]
[2044]
[2045]
[2046]
[2047]
[2048]
[2049]
[2050]
[2051]
[2052]
[2053]
[2054]
[2055]
[2056]
[2057]
[2058]
[2059]
[2060]
[2061]
[2062]
[2063]
[2064]
[2065]
[2066]
[2067]
[2068]
[2069]
[2070]
[2071]
[2072]
[2073]
[2074]
[2075]
[2076]
[2077]
[2078]
[2079]
[2080]
[2081]
[2082]
[2083]
[2084]
[2085]
[2086]
[2087]
[2088]
[2089]
[2090]
[2091]
[2092]
[2093]
[2094]
[2095]
[2096]
[2097]
[2098]
[2099]
[2100]
[2101]
[2102]
[2103]
[2104]
[2105]
[2106]
[2107]
[2108]
[2109]
[2110]
[2111]
[2112]
[2113]
[2114]
[2115]
[2116]
[2117]
[2118]
[2119]
[2120]
[2121]
[2122]
[2123]
[2124]
[2125]
[2126]
[2127]
[2128]
[2129]
[2130]
[2131]
[2132]
[2133]
[2134]
[2135]
[2136]
[2137]
[2138]
[2139]
[2140]
[2141]
[2142]
[2143]
[2144]
[2145]
[2146]
[2147]
[2148]
[2149]
[2150]
[2151]
[2152]
[2153]
[2154]
[2155]
[2156]
[2157]
[2158]
[2159]
[2160]
[2161]
[2162]
[2163]
[2164]
[2165]
[2166]
[2167]
[2168]
[2169]
[2170]
[2171]
[2172]
[2173]
[2174]
[2175]
[2176]
[2177]
[2178]
[2179]
[2180]
[2181]
[2182]
[2183]
[2184]
[2185]
[2186]
[2187]
[2188]
[2189]
[2190]
[2191]
[2192]
[2193]
[2194]
[2195]
[2196]
[2197]
[2198]
[2199]
[2200]
[2201]
[2202]
[2203]
[2204]
[2205]
[2206]
[2207]
[2208]
[2209]
[2210]
[2211]
[2212]
[2213]
[2214]
[2215]
[2216]
[2217]
[2218]
[2219]
[2220]
[2221]
[2222]
[2223]
[2224]
[2225]
[2226]
[2227]
[2228]
[2229]
[2230]
[2231]
[2232]
[2233]
[2234]
[2235]
[2236]
[2237]
[2238]
[2239]
[2240]
[2241]
[2242]
[2243]
[2244]
[2245]
[2246]
[2247]
[2248]
[2249]
[2250]
[2251]
[2252]
[2253]
[2254]
[2255]
[2256]
[2257]
[2258]
[2259]
[2260]
[2261]
[2262]
[2263]
[2264]
[2265]
[2266]
[2267]
[2268]
[2269]
[2270]
[2271]
[2272]
[2273]
[2274]
[2275]
[2276]
[2277]
[2278]
[2279]
[2280]
[2281]
[2282]
[2283]
[2284]
[2285]
[2286]
["合计"]

{"sheet":"过程装备与控制工程专业实验室","index":5,"n_rows":502,"n_cols":14,"rows_kept":502,"merged":[[0,0,0,13]],"flags":["formulas_cached_only"]}
["过程装备与控制工程专业实验室设备配置（2018年4月）"]
["序号","实验室","资产条码","资产名称","型号规格","技术指标","单价","生产厂家","品牌","生产国别","购置日期","使用方向","经费来源","保管人"]
[1,"过程装备与控制工程专业实验室","20100703","资料柜","G313A 四门实木","3000*500*2000mm",18873,"双叶家具公司",null,"中国","2010-03-01","科研","科研费","宋鹏云"]
[2,"过程装备与控制工程专业实验室","2011001870","资料柜","1000*470*2000","铝木结构",1000,"昆明科奥特实验室设备有限公司",null,"中国","2011-11-01","教学","呈贡校区建设费","毛文元"]
[3,"过程装备与控制工程专业实验室","2011001871","资料柜","1000*470*2000","铝木结构",1000,"昆明科奥特实验室设备有限公司",null,"中国","2011-11-01","教学","呈贡校区建设费","毛文元"]
[4,"过程装备与控制工程专业实验室","2011001872","资料柜","1000*470*2000","铝木结构",1000,"昆明科奥特实验室设备有限公司",null,"中国","2011-11-01","教学","呈贡校区建设费","毛文元"]
[5,"过程装备与控制工程专业实验室","2011001873","资料柜","1000*470*2000","铝木结构",1000,"昆明科奥特实验室设备有限公司",null,"中国","2011-11-01","教学","呈贡校区建设费","毛文元"]
[6,"过程装备与控制工程专业实验室","2011001874","资料柜","1000*470*2000","铝木结构",1000,"昆明科奥特实验室设备有限公司",null,"中国","2011-11-01","教学","呈贡校区建设费","毛文元"]
[7,"过程装备与控制工程专业实验室","2011001875","资料柜","1000*470*2000","铝木结构",1000,"昆明科奥特实验室设备有限公司",null,"中国","2011-11-01","教学","呈贡校区建设费","毛文元"]
[8,"过程装备与控制工程专业实验室","2011001876","资料柜","1000*470*2000","铝木结构",1000,"昆明科奥特实验室设备有限公司",null,"中国","2011-11-01","教学","呈贡校区建设费","毛文元"]
[9,"过程装备与控制工程专业实验室","2011001877","资料柜","1000*470*2000","铝木结构",1000,"昆明科奥特实验室设备有限公司",null,"中国","2011-11-01","教学","呈贡校区建设费","毛文元"]
[10,"过程装备与控制工程专业实验室","2011001878","资料柜","1000*470*2000","铝木结构",1000,"昆明科奥特实验室设备有限公司",null,"中国","2011-11-01","教学","呈贡校区建设费","毛文元"]
[11,"过程装备与控制工程专业实验室","2011001879","资料柜","1000*470*2000","铝木结构",1000,"昆明科奥特实验室设备有限公司",null,"中国","2011-11-01","教学","呈贡校区建设费","毛文元"]
[12,"过程装备与控制工程专业实验室","19820060","转速数字显示仪","XJP-10","*",1400,"上海转速表厂",null,"中国","1982-06-01","教学","教学设备费","毛文元"]
[13,"过程装备与控制工程专业实验室","2015000735","注射泵","LSP01-2A","最大行程：140mm，行程分辨率：0.03125μm",5810,"保定兰格恒流泵有限公司","兰格","中国","2015-03-08","科研","科研费","何永清"]
[14,"过程装备与控制工程专业实验室","20120447","轴流风机","T35-3.15","4155立方米/小时",1200,"西化仪科技公司",null,"中国","2012-03-01","科研","科研费","毛文元"]
[15,"过程装备与控制工程专业实验室","20120064","中温型温湿度变送器","JCJ200W","0℃-100℃，湿度100％",1050,"北京陆达科技公司",null,"中国","2012-01-01","科研","科研费","毛文元"]
[16,"过程装备与控制工程专业实验室","20120150","中温型温湿度变送器","JCJ200W","0℃-100℃，湿度100％",1050,"北京陆达科技公司",null,"中国","2012-01-01","科研","科研费","毛文元"]
[17,"过程装备与控制工程专业实验室","20120151","中温型温湿度变送器","JCJ200W","0℃-100℃，湿度100％",1050,"北京陆达科技公司",null,"中国","2012-01-01","科研","科研费","毛文元"]
[18,"过程装备与控制工程专业实验室","20120152","中温型温湿度变送器","JCJ200W","0℃-100℃，湿度100％",1050,"北京陆达科技公司",null,"中国","2012-01-01","科研","科研费","毛文元"]
[19,"过程装备与控制工程专业实验室","2017004329","智能型数字万用表","UT71E","频率精度：±（0.1%+15）",1500,"优利德科技（中国）有限公司","优利德","中国","2015-10-13","科研","科研费","杨春曦"]
[20,"过程装备与控制工程专业实验室","20000339","智能差压变送器","STD920","AIH-00000-M-E9",8300,"日本山武公司",null,"日本","2000-01-01","教学","教学设备费","王春丽"]
[21,"过程装备与控制工程专业实验室","19910716","直流稳压电源","ZWQ1","*",2400,"天津电子仪器厂",null,"中国","1991-11-01","教学","教学设备费","毛文元"]
[22,"过程装备与控制工程专业实验室","2014006047","直流稳压电源","UTP3342TD","4通道，输出电压0-30V，输出电流0-2A",1388,"优利德集团有限公司","优利德","中国","2014-12-08","科研","科研费","何永清"]
[23,"过程装备与控制工程专业实验室","19920008","直流功率放大器","GF20-2","*",1235,"江苏保应电器厂",null,"中国","1992-12-01","教学","教学设备费","毛文元"]
[24,"过程装备与控制工程专业实验室","2017004317","蒸馏水器","DZ5Z","整机304不锈钢材料",1500,"上海鹰迪仪器设备有限公司","鹰迪","中国","2015-10-13","科研","科研费","司甜"]
[25,"过程装备与控制工程专业实验室","2017004318","蒸馏水器","DZ5Z","整机304不锈钢材料",1500,"上海鹰迪仪器设备有限公司","鹰迪","中国","2015-10-13","科研","科研费","司甜"]
[26,"过程装备与控制工程专业实验室","2015000409","真有效值万用表","UT181A","锂电池7.4V 2200mAh，LCD尺寸70x52mm",1980,"优利德科技（中国）有限公司","优利德","中国","2014-12-11","科研","科研费","何永清"]
[27,"过程装备与控制工程专业实验室","2014002511","真空干燥箱","DZF-6020MBE","30L/900VA",4500,"上海博讯实业有限公司","博讯","中国","2014-06-03","科研","科研费","李斌"]
[28,"过程装备与控制工程专业实验室","2013004411","远程无线传感器应用开发系统","SLRF-WSN-GPRS","ZIGBEE仿真器（兼容CC2430/1/2530/1）",3000,"成都感智信息技术有限公司",null,"中国","2013-06-01","科研","科研费","杨春曦"]
[29,"过程装备与控制工程专业实验室","19920431","预调平衡箱","P20R-17","*",1050,"上海东华电子仪器厂",null,"中国","1992-09-01","教学","教学设备费","毛文元"]
[30,"过程装备与控制工程专业实验室","19940380","应力测试试验台","HTS02","*",8500,"上海化学专科学院",null,"中国","1994-11-01","教学","教学设备费","毛文元"]
[31,"过程装备与控制工程专业实验室","2014004920","一体机","HP Officejet 7612","内存256mb，黑白打印速度 15ppm ",2798,"中国惠普有限公司","惠普","中国","2014-11-12","科研","科研费","何永清"]
[32,"过程装备与控制工程专业实验室","2014004922","液晶显示器","HSTND-3861-R","屏幕尺寸23英寸，屏幕比例16:9，平均亮度 250 ",1359,"中国惠普有限公司","惠普","中国","2014-11-12","科研","科研费","何永清"]
[33,"过程装备与控制工程专业实验室","20131273","液晶数显式电子万能试验机","WDW-02S","200N",13500,"济南江凯实验仪器有限公司",null,"中国","2013-05-01","科研","科研费","李斌"]
[34,"过程装备与控制工程专业实验室","2011001801","药品柜","1000*470*2000","铝木结构",1000,"昆明科奥特实验室设备有限公司",null,"中国","2011-11-01","教学","呈贡校区建设费","毛文元"]
[35,"过程装备与控制工程专业实验室","2011001802","药品柜","1000*470*2000","铝木结构",1000,"昆明科奥特实验室设备有限公司",null,"中国","2011-11-01","教学","呈贡校区建设费","毛文元"]
[36,"过程装备与控制工程专业实验室","2011001803","药品柜","1000*470*2000","铝木结构",1000,"昆明科奥特实验室设备有限公司",null,"中国","2011-11-01","教学","呈贡校区建设费","毛文元"]
[37,"过程装备与控制工程专业实验室","2011001804","药品柜","1000*470*2000","铝木结构",1000,"昆明科奥特实验室设备有限公司",null,"中国","2011-11-01","教学","呈贡校区建设费","毛文元"]
[38,"过程装备与控制工程专业实验室","2011001805","药品柜","1000*470*2000","铝木结构",1000,"昆明科奥特实验室设备有限公司",null,"中国","2011-11-01","教学","呈贡校区建设费","毛文元"]
[39,"过程装备与控制工程专业实验室","2011001806","药品柜","1000*470*2000","铝木结构",1000,"昆明科奥特实验室设备有限公司",null,"中国","2011-11-01","教学","呈贡校区建设费","毛文元"]
[40,"过程装备与控制工程专业实验室","2011001807","药品柜","1000*470*2000","铝木结构",1000,"昆明科奥特实验室设备有限公司",null,"中国","2011-11-01","教学","呈贡校区建设费","毛文元"]
[41,"过程装备与控制工程专业实验室","2011001808","药品柜","1000*470*2000","铝木结构",1000,"昆明科奥特实验室设备有限公司",null,"中国","2011-11-01","教学","呈贡校区建设费","毛文元"]
[42,"过程装备与控制工程专业实验室","2011001809","药品柜","1000*470*2000","铝木结构",1000,"昆明科奥特实验室设备有限公司",null,"中国","2011-11-01","教学","呈贡校区建设费","毛文元"]
[43,"过程装备与控制工程专业实验室","2011001810","药品柜","1000*470*2000","铝木结构",1000,"昆明科奥特实验室设备有限公司",null,"中国","2011-11-01","教学","呈贡校区建设费","毛文元"]
[44,"过程装备与控制工程专业实验室","2011001811","药品柜","1000*470*2000","铝木结构",1000,"昆明科奥特实验室设备有限公司",null,"中国","2011-11-01","教学","呈贡校区建设费","毛文元"]
[45,"过程装备与控制工程专业实验室","2011001812","药品柜","1000*470*2000","铝木结构",1000,"昆明科奥特实验室设备有限公司",null,"中国","2011-11-01","教学","呈贡校区建设费","毛文元"]
[46,"过程装备与控制工程专业实验室","2011001813","药品柜","1000*470*2000","铝木结构",1000,"昆明科奥特实验室设备有限公司",null,"中国","2011-11-01","教学","呈贡校区建设费","毛文元"]
[47,"过程装备与控制工程专业实验室","2011001814","药品柜","1000*470*2000","铝木结构",1000,"昆明科奥特实验室设备有限公司",null,"中国","2011-11-01","教学","呈贡校区建设费","毛文元"]
[48,"过程装备与控制工程专业实验室","2011001815","药品柜","1000*470*2000","铝木结构",1000,"昆明科奥特实验室设备有限公司",null,"中国","2011-11-01","教学","呈贡校区建设费","毛文元"]
[49,"过程装备与控制工程专业实验室","2011001816","药品柜","1000*470*2000","铝木结构",1000,"昆明科奥特实验室设备有限公司",null,"中国","2011-11-01","教学","呈贡校区建设费","毛文元"]
[50,"过程装备与控制工程专业实验室","2011001817","药品柜","1000*470*2000","铝木结构",1000,"昆明科奥特实验室设备有限公司",null,"中国","2011-11-01","教学","呈贡校区建设费","毛文元"]
[51,"过程装备与控制工程专业实验室","2011001818","药品柜","1000*470*2000","铝木结构",1000,"昆明科奥特实验室设备有限公司",null,"中国","2011-11-01","教学","呈贡校区建设费","毛文元"]
[52,"过程装备与控制工程专业实验室","2011001819","药品柜","1000*470*2000","铝木结构",1000,"昆明科奥特实验室设备有限公司",null,"中国","2011-11-01","教学","呈贡校区建设费","毛文元"]
[53,"过程装备与控制工程专业实验室","2011001820","药品柜","1000*470*2000","铝木结构",1000,"昆明科奥特实验室设备有限公司",null,"中国","2011-11-01","教学","呈贡校区建设费","毛文元"]
[54,"过程装备与控制工程专业实验室","2011001821","药品柜","1000*470*2000","铝木结构",1000,"昆明科奥特实验室设备有限公司",null,"中国","2011-11-01","教学","呈贡校区建设费","毛文元"]
[55,"过程装备与控制工程专业实验室","2011001822","药品柜","1000*470*2000","铝木结构",1000,"昆明科奥特实验室设备有限公司",null,"中国","2011-11-01","教学","呈贡校区建设费","毛文元"]
[56,"过程装备与控制工程专业实验室","2011001823","药品柜","1000*470*2000","铝木结构",1000,"昆明科奥特实验室设备有限公司",null,"中国","2011-11-01","教学","呈贡校区建设费","毛文元"]
[57,"过程装备与控制工程专业实验室","2011001824","药品柜","1000*470*2000","铝木结构",1000,"昆明科奥特实验室设备有限公司",null,"中国","2011-11-01","教学","呈贡校区建设费","毛文元"]
[58,"过程装备与控制工程专业实验室","2011001825","药品柜","1000*470*2000","铝木结构",1000,"昆明科奥特实验室设备有限公司",null,"中国","2011-11-01","教学","呈贡校区建设费","毛文元"]
[59,"过程装备与控制工程专业实验室","2011001826","药品柜","1000*470*2000","铝木结构",1000,"昆明科奥特实验室设备有限公司",null,"中国","2011-11-01","教学","呈贡校区建设费","毛文元"]
[60,"过程装备与控制工程专业实验室","2011001827","药品柜","1000*470*2000","铝木结构",1000,"昆明科奥特实验室设备有限公司",null,"中国","2011-11-01","教学","呈贡校区建设费","毛文元"]
[61,"过程装备与控制工程专业实验室","2011001828","药品柜","1000*470*2000","铝木结构",1000,"昆明科奥特实验室设备有限公司",null,"中国","2011-11-01","教学","呈贡校区建设费","毛文元"]
[62,"过程装备与控制工程专业实验室","2011001829","药品柜","1000*470*2000","铝木结构",1000,"昆明科奥特实验室设备有限公司",null,"中国","2011-11-01","教学","呈贡校区建设费","毛文元"]
[63,"过程装备与控制工程专业实验室","2011001830","药品柜","1000*470*2000","铝木结构",1000,"昆明科奥特实验室设备有限公司",null,"中国","2011-11-01","教学","呈贡校区建设费","毛文元"]
[64,"过程装备与控制工程专业实验室","2011001831","药品柜","1000*470*2000","铝木结构",1000,"昆明科奥特实验室设备有限公司",null,"中国","2011-11-01","教学","呈贡校区建设费","毛文元"]
[65,"过程装备与控制工程专业实验室","2011001832","药品柜","1000*470*2000","铝木结构",1000,"昆明科奥特实验室设备有限公司",null,"中国","2011-11-01","教学","呈贡校区建设费","毛文元"]
[66,"过程装备与控制工程专业实验室","2011001833","药品柜","1000*470*2000","铝木结构",1000,"昆明科奥特实验室设备有限公司",null,"中国","2011-11-01","教学","呈贡校区建设费","毛文元"]
[67,"过程装备与控制工程专业实验室","2011001834","药品柜","1000*470*2000","铝木结构",1000,"昆明科奥特实验室设备有限公司",null,"中国","2011-11-01","教学","呈贡校区建设费","毛文元"]
[68,"过程装备与控制工程专业实验室","2011001835","药品柜","1000*470*2000","铝木结构",1000,"昆明科奥特实验室设备有限公司",null,"中国","2011-11-01","教学","呈贡校区建设费","毛文元"]
[69,"过程装备与控制工程专业实验室","2011001836","药品柜","1000*470*2000","铝木结构",1000,"昆明科奥特实验室设备有限公司",null,"中国","2011-11-01","教学","呈贡校区建设费","毛文元"]
[70,"过程装备与控制工程专业实验室","2011001837","药品柜","1000*470*2000","铝木结构",1000,"昆明科奥特实验室设备有限公司",null,"中国","2011-11-01","教学","呈贡校区建设费","毛文元"]
[71,"过程装备与控制工程专业实验室","2011001838","药品柜","1000*470*2000","铝木结构",1000,"昆明科奥特实验室设备有限公司",null,"中国","2011-11-01","教学","呈贡校区建设费","毛文元"]
[72,"过程装备与控制工程专业实验室","2011001839","药品柜","1000*470*2000","铝木结构",1000,"昆明科奥特实验室设备有限公司",null,"中国","2011-11-01","教学","呈贡校区建设费","毛文元"]
[73,"过程装备与控制工程专业实验室","2011001840","药品柜","1000*470*2000","铝木结构",1000,"昆明科奥特实验室设备有限公司",null,"中国","2011-11-01","教学","呈贡校区建设费","毛文元"]
[74,"过程装备与控制工程专业实验室","2011001841","药品柜","1000*470*2000","铝木结构",1000,"昆明科奥特实验室设备有限公司",null,"中国","2011-11-01","教学","呈贡校区建设费","毛文元"]
[75,"过程装备与控制工程专业实验室","2011001842","药品柜","1000*470*2000","铝木结构",1000,"昆明科奥特实验室设备有限公司",null,"中国","2011-11-01","教学","呈贡校区建设费","毛文元"]
[76,"过程装备与控制工程专业实验室","2011001843","药品柜","1000*470*2000","铝木结构",1000,"昆明科奥特实验室设备有限公司",null,"中国","2011-11-01","教学","呈贡校区建设费","毛文元"]
[77,"过程装备与控制工程专业实验室","2011001844","药品柜","1000*470*2000","铝木结构",1000,"昆明科奥特实验室设备有限公司",null,"中国","2011-11-01","教学","呈贡校区建设费","毛文元"]
[78,"过程装备与控制工程专业实验室","2011001845","药品柜","1000*470*2000","铝木结构",1000,"昆明科奥特实验室设备有限公司",null,"中国","2011-11-01","教学","呈贡校区建设费","毛文元"]
[79,"过程装备与控制工程专业实验室","2011001846","药品柜","1000*470*2000","铝木结构",1000,"昆明科奥特实验室设备有限公司",null,"中国","2011-11-01","教学","呈贡校区建设费","毛文元"]
[80,"过程装备与控制工程专业实验室","2011001847","药品柜","1000*470*2000","铝木结构",1000,"昆明科奥特实验室设备有限公司",null,"中国","2011-11-01","教学","呈贡校区建设费","毛文元"]
[81,"过程装备与控制工程专业实验室","2011001848","药品柜","1000*470*2000","铝木结构",1000,"昆明科奥特实验室设备有限公司",null,"中国","2011-11-01","教学","呈贡校区建设费","毛文元"]
[82,"过程装备与控制工程专业实验室","2011001849","药品柜","1000*470*2000","铝木结构",1000,"昆明科奥特实验室设备有限公司",null,"中国","2011-11-01","教学","呈贡校区建设费","毛文元"]
[83,"过程装备与控制工程专业实验室","2011001850","药品柜","1000*470*2000","铝木结构",1000,"昆明科奥特实验室设备有限公司",null,"中国","2011-11-01","教学","呈贡校区建设费","毛文元"]
[84,"过程装备与控制工程专业实验室","2011001851","药品柜","1000*470*2000","铝木结构",1000,"昆明科奥特实验室设备有限公司",null,"中国","2011-11-01","教学","呈贡校区建设费","毛文元"]
[85,"过程装备与控制工程专业实验室","2011001852","药品柜","1000*470*2000","铝木结构",1000,"昆明科奥特实验室设备有限公司",null,"中国","2011-11-01","教学","呈贡校区建设费","毛文元"]
[86,"过程装备与控制工程专业实验室","2011001853","药品柜","1000*470*2000","铝木结构",1000,"昆明科奥特实验室设备有限公司",null,"中国","2011-11-01","教学","呈贡校区建设费","毛文元"]
[87,"过程装备与控制工程专业实验室","2011001854","药品柜","1000*470*2000","铝木结构",1000,"昆明科奥特实验室设备有限公司",null,"中国","2011-11-01","教学","呈贡校区建设费","毛文元"]
[88,"过程装备与控制工程专业实验室","2011001855","药品柜","1000*470*2000","铝木结构",1000,"昆明科奥特实验室设备有限公司",null,"中国","2011-11-01","教学","呈贡校区建设费","毛文元"]
[89,"过程装备与控制工程专业实验室","2011001856","药品柜","1000*470*2000","铝木结构",1000,"昆明科奥特实验室设备有限公司",null,"中国","2011-11-01","教学","呈贡校区建设费","毛文元"]
[90,"过程装备与控制工程专业实验室","2011001857","药品柜","1000*470*2000","铝木结构",1000,"昆明科奥特实验室设备有限公司",null,"中国","2011-11-01","教学","呈贡校区建设费","毛文元"]
[91,"过程装备与控制工程专业实验室","2011001858","药品柜","1000*470*2000","铝木结构",1000,"昆明科奥特实验室设备有限公司",null,"中国","2011-11-01","教学","呈贡校区建设费","毛文元"]
[92,"过程装备与控制工程专业实验室","2011001859","药品柜","1000*470*2000","铝木结构",1000,"昆明科奥特实验室设备有限公司",null,"中国","2011-11-01","教学","呈贡校区建设费","毛文元"]
[93,"过程装备与控制工程专业实验室","2011001860","药品柜","1000*470*2000","铝木结构",1000,"昆明科奥特实验室设备有限公司",null,"中国","2011-11-01","教学","呈贡校区建设费","毛文元"]
[94,"过程装备与控制工程专业实验室","2011001862","药品柜","1000*470*2000","铝木结构",1000,"昆明科奥特实验室设备有限公司",null,"中国","2011-11-01","教学","呈贡校区建设费","毛文元"]
[95,"过程装备与控制工程专业实验室","2011001863","药品柜","1000*470*2000","铝木结构",1000,"昆明科奥特实验室设备有限公司",null,"中国","2011-11-01","教学","呈贡校区建设费","毛文元"]
[96,"过程装备与控制工程专业实验室","2011001864","药品柜","1000*470*2000","铝木结构",1000,"昆明科奥特实验室设备有限公司",null,"中国","2011-11-01","教学","呈贡校区建设费","毛文元"]
[97,"过程装备与控制工程专业实验室","2011001865","药品柜","1000*470*2000","铝木结构",1000,"昆明科奥特实验室设备有限公司",null,"中国","2011-11-01","教学","呈贡校区建设费","毛文元"]
[98,"过程装备与控制工程专业实验室","2011001866","药品柜","1000*470*2000","铝木结构",1000,"昆明科奥特实验室设备有限公司",null,"中国","2011-11-01","教学","呈贡校区建设费","毛文元"]
[99,"过程装备与控制工程专业实验室","2011001867","药品柜","1000*470*2000","铝木结构",1000,"昆明科奥特实验室设备有限公司",null,"中国","2011-11-01","教学","呈贡校区建设费","毛文元"]
[100,"过程装备与控制工程专业实验室","2011001868","药品柜","1000*470*2000","铝木结构",1000,"昆明科奥特实验室设备有限公司",null,"中国","2011-11-01","教学","呈贡校区建设费","毛文元"]
[101,"过程装备与控制工程专业实验室","2011001869","药品柜","1000*470*2000","铝木结构",1000,"昆明科奥特实验室设备有限公司",null,"中国","2011-11-01","教学","呈贡校区建设费","毛文元"]
[102,"过程装备与控制工程专业实验室","2015002296","压力变送器","罗斯蒙特3051TG","量程-101~5512KPA",4600,"上海莫伯蕾仪器仪表有限公司","罗斯蒙特","中国","2015-03-10","科研","科研费","何永清"]
[103,"过程装备与控制工程专业实验室","19930095","形位误差试件","14件","*",1935,"成都量具刃具总厂",null,"中国","1993-04-01","教学","教学设备费","毛文元"]
[104,"过程装备与控制工程专业实验室","19920087","形位误差附件","形12组","*",3094.53,"成都量具刃具总厂",null,"中国","1992-01-01","教学","教学设备费","毛文元"]
[105,"过程装备与控制工程专业实验室","19990368","信息分析系统","SD150","*",25800,"天津中环电子仪器公司",null,"中国","1999-05-01","教学","教学设备费","毛文元"]
[106,"过程装备与控制工程专业实验室","19930492","泄漏检测仪","HDE-10","*",2127.5,"上海华阳检测仪器厂",null,"中国","1993-12-01","教学","教学设备费","毛文元"]
[107,"过程装备与控制工程专业实验室","20096059","小型冷库","3075*2875*2500mm","-10℃至-18℃",17800,"昆明万银制冷设备公司",null,"中国","2009-10-01","科研","科研费","别玉"]
[108,"过程装备与控制工程专业实验室","11027667","相变换热器温度测试系统","委托加工","温度50℃，风速600",7600,"昆明东方胜商贸公司",null,"中国","2011-12-01","科研","科研费","朱孝钦"]
[109,"过程装备与控制工程专业实验室","2016001806","显示器","PHILIPS223i5LSU2 ","21.5英寸；屏幕比例：16：9 1920x1080",1150,"飞利浦中国有限公司","飞利浦","中国","2016-02-01","教学","重点学科建设经费","毛文元"]
[110,"过程装备与控制工程专业实验室","2016001826","显示器","PHILIPS223i5LSU2 22","22英寸，屏幕比例16：10，亮度：250cd/m2",1150,"飞利浦中国有限公司","飞利浦","中国","2016-02-02","教学","重点学科建设经费","杨春曦"]
[111,"过程装备与控制工程专业实验室","20064457","涡轮流量传感器","LWGY","DN-40 4-20mA输出",2080,"开封仪表四厂",null,"中国","2006-10-01","教学","教学设备费","王春丽"]
[112,"过程装备与控制工程专业实验室","11026180","文件柜","木质","1300*2000mm",2422,"云南派格家俱公司",null,"中国","2011-10-01","科研","科研费","杨春曦"]
[113,"过程装备与控制工程专业实验室","20041608","温度变送器","DY2BWZ-1230","*",1400,"福建东辉公司",null,"中国","2004-06-01","科研","科研费","李斌"]
[114,"过程装备与控制工程专业实验室","20041609","温度变送器","DY2BWZ-1230","*",1400,"福建东辉公司",null,"中国","2004-06-01","科研","科研费","李斌"]
[115,"过程装备与控制工程专业实验室","20041610","温度变送器","DY2BWZ-1230","*",1400,"福建东辉公司",null,"中国","2004-06-01","科研","科研费","李斌"]
[116,"过程装备与控制工程专业实验室","20131368","微型曲线锯","DS230/E","D-54343，150-2500rpm",4170,"PROXXON公司",null,"德国","2013-07-01","科研","科研费","李斌"]
[117,"过程装备与控制工程专业实验室","2014006045","微型切割机","NO28650","电压220-240V，功率30W，转速15000RPM",1288,"德国PROXXON有限公司","PROXXON","德国","2014-12-10","科研","科研费","何永清"]
[118,"过程装备与控制工程专业实验室","11027609","微型计算机","Idea Contre K330","i3-2100/4G/21\"",5499,"联想集团公司",null,"中国","2011-12-01","科研","科研费","李斌"]
[119,"过程装备与控制工程专业实验室","20053143","微型计算机","兼容机","*",4980,"昆明莱尔科技公司",null,"中国","2005-05-01","科研","科研费","宋鹏云"]
[120,"过程装备与控制工程专业实验室","20053144","微型计算机","兼容机","*",4980,"昆明莱尔科技公司",null,"中国","2005-05-01","科研","科研费","宋鹏云"]
[121,"过程装备与控制工程专业实验室","20072132","微型计算机","联想天骄S2000i","P4 2.8G/60G/1G/19\"",6900,"联想集团公司",null,"中国","2007-09-01","科研","科研费","宋鹏云"]
[122,"过程装备与控制工程专业实验室","20082397","微型计算机","清华同方超扬A300","双核/1G/160G/17\"LCD",4500,"清华同方电脑公司",null,"中国","2008-07-01","教学","教学设备费","朱孝钦"]
[123,"过程装备与控制工程专业实验室","20090347","微型计算机","兼容机","酷睿E5200/2G/320G",3120,"昆明远秋科技公司",null,"中国","2009-01-01","科研","科研费","戚冬红"]
[124,"过程装备与控制工程专业实验室","20102236","微型计算机","兼容机","E5300/1G/500G/19\"",3300,"昆明长风科技公司",null,"中国","2010-06-01","科研","科研费","杨春曦"]
[125,"过程装备与控制工程专业实验室","20120235","微型计算机","联想扬天 T2900d","E6600/2G/500G/19寸",3370,"联想集团公司",null,"中国","2012-02-01","科研","科研费","杨春曦"]
[126,"过程装备与控制工程专业实验室","20120236","微型计算机","联想扬天 T2900d","E6600/2G/500G/19寸",3370,"联想集团公司",null,"中国","2012-02-01","科研","科研费","杨春曦"]
[127,"过程装备与控制工程专业实验室","20120271","微型计算机","兼容机","E6600/4G/500G/19寸",2750,"云南捷硕科技公司",null,"中国","2012-03-01","科研","科研费","毛文元"]
[128,"过程装备与控制工程专业实验室","20120425","微型计算机","联想新圆梦 F558","AX2 260/2G/500G",4500,"联想集团公司",null,"中国","2012-03-01","科研","科研费","李斌"]
[129,"过程装备与控制工程专业实验室","20121170","微型计算机","联想新圆梦F558","AXZ260/2G/20寸",4550,"联想集团公司",null,"中国","2012-09-01","科研","科研费","李斌"]
[130,"过程装备与控制工程专业实验室","2013412600","微型计算机","联想扬天M4630","cpu：G2030,500G硬盘，2G内存，18.5寸显示器",3490,"联想集团公司","联想","中国","2013-11-06","科研","科研费","杨春曦"]
[131,"过程装备与控制工程专业实验室","2013412601","微型计算机","联想扬天M4630","cpu：G2030,500G硬盘，2G内存，18.5寸显示器",3490,"联想集团公司","联想","中国","2013-11-06","科研","科研费","杨春曦"]
[132,"过程装备与控制工程专业实验室","2014004882","微型计算机","ThinkPad T440","CPU i7-4510U， 内存 8G，显示屏14.0寸",8098,"联宝（合肥）电子科技有限公司","联想","中国","2014-11-11","科研","科研费","杨春曦"]
[133,"过程装备与控制工程专业实验室","2014004923","微型计算机","兼容机","CPU：四核3.5GHz，内存16G，显存1G，硬盘1T",5600,"云南金立科技发展有限公司","组装","中国","2014-11-15","科研","科研费","何永清"]
[134,"过程装备与控制工程专业实验室","2014004927","微型计算机","扬天T4900V-00","CPU：G3240，1G独显，内存4G，硬盘500G",3599,"联想（北京）有限公司","联想","中国","2014-11-12","科研","科研费","何永清"]
[135,"过程装备与控制工程专业实验室","2014005435","微型计算机","*","CPU:G3250，内存4G，硬盘1T",3399,"联想（北京）有限公司","联想","中国","2014-12-03","科研","科研费","何永清"]
[136,"过程装备与控制工程专业实验室","2014005513","微型计算机","Lenovo H5050","I5-4460/4G/1T/21.5寸",5415,"联想集团","联想","中国","2014-11-21","科研","科研费","李斌"]
[137,"过程装备与控制工程专业实验室","2014005999","微型计算机","H3050","CPU：赛扬双核2.7GHZ，内存4G，集显，硬盘500G",1999,"联想（北京）有限公司","联想","中国","2014-12-08","科研","科研费","何永清"]
[138,"过程装备与控制工程专业实验室","2014006046","微型计算机","兼容机","CPU3.4GHZ 内存16G 显存1G 硬盘1TB",9980,"昆明市五华区思迈科技经营部","组装","中国","2014-12-11","科研","其它经费","毛文元"]
[139,"过程装备与控制工程专业实验室","2015000648","微型计算机","兼容机","CPU：双核2.8GHZ，集成显卡，内存4G，硬盘500G",1800,"云南金立科技发展有限公司","组装","中国","2015-03-07","科研","科研费","何永清"]
[140,"过程装备与控制工程专业实验室","2015001842","微型计算机","联想H3005","AMD双核1.35GHz，2G，500GB，20英寸显示屏",2849,"联想（中国）有限公司","联想","中国","2014-10-10","科研","科研费","焦凤"]
[141,"过程装备与控制工程专业实验室","2015002151","微型计算机","兼容机","inter i5 3570,8G，1T，显示屏21.5英寸",5450,"昆明威远电脑经营部","组装","中国","2014-11-11","科研","科研费","焦凤"]
[142,"过程装备与控制工程专业实验室","2016001810","微型计算机","兼容机","华硕H81 CPU:Intel酷睿 5- 4460 ",3820,"云南华东电脑科技有限公司","兼容机","中国","2016-02-01","教学","重点学科建设经费","何永清"]
[143,"过程装备与控制工程专业实验室","2016001811","微型计算机","兼容机","华硕H81 CPU:Intel酷睿 5- 4460 ",3820,"云南华东电脑科技有限公司","兼容机","中国","2016-02-01","教学","重点学科建设经费","何永清"]
[144,"过程装备与控制工程专业实验室","2016001812","微型计算机","兼容机","华硕H81 CPU:Intel酷睿 5- 4460 ",3820,"云南华东电脑科技有限公司","兼容机","中国","2016-02-01","教学","重点学科建设经费","何永清"]
[145,"过程装备与控制工程专业实验室","2016001815","微型计算机","戴尔Inspiron3647","显示器22英寸，Intel Core i5-4460，四核",6500,"戴尔厦门有限公司","戴尔","中国","2016-02-02","教学","重点学科建设经费","毛文元"]
[146,"过程装备与控制工程专业实验室","2016001817","微型计算机","兼容机","第四代智能英特尔处理器i5-4590 主频3.3GHZ",3845,"云南华东电脑科技有限公司","兼容机","中国","2016-02-02","教学","重点学科建设经费","杨春曦"]
[147,"过程装备与控制工程专业实验室","2016001818","微型计算机","兼容机","第四代智能英特尔处理器i5-4590 主频3.3GHZ",3845,"云南华东电脑科技有限公司","兼容机","中国","2016-02-02","教学","重点学科建设经费","杨春曦"]
[148,"过程装备与控制工程专业实验室","2016001821","微型计算机","戴尔9020MT","22英寸，Intel Core i7-4790",6700,"戴尔厦门有限公司","戴尔","中国","2016-02-02","教学","重点学科建设经费","毛文元"]
[149,"过程装备与控制工程专业实验室","2016010786","微型计算机","戴尔OptiPlex 3030 AIO","I3 4160/4G/500G/DVDRW/19.5",4350,"戴尔（中国）有限公司","戴尔","中国","2016-10-26","教学","业务费","王春丽"]
[150,"过程装备与控制工程专业实验室","20000342","微控制系统","HS2000μCS(FOCS)","模拟量 数字量控制",49000,"和利时公司",null,"中国","2000-01-01","教学","教学设备费","王春丽"]
[151,"过程装备与控制工程专业实验室","19910834","万向摇臂钻床","Z3125A","*",9700,"云南第三机床厂",null,"中国","1991-12-01","教学","教学设备费","毛文元"]
[152,"过程装备与控制工程专业实验室","19930491","涂层测量仪","HCC-18","HCC-18",1127,"上海华阳检测仪器厂",null,"中国","1993-12-01","教学","教学设备费","毛文元"]
[153,"过程装备与控制工程专业实验室","2014003927","投影仪","MS3081","100-240V~，50-60Hz，2.70A",1999,"明基电通有限公司","明基","中国","2014-09-12","科研","科研费","杨春曦"]
[154,"过程装备与控制工程专业实验室","19920044","投影立式光学计","JD3","*",4613.84,"新天精密光学仪器公司",null,"中国","1992-01-01","教学","教学设备费","毛文元"]
[155,"过程装备与控制工程专业实验室","20154d0514","太阳集热器热性能测试系统","TRM-2B","直接辐射表光谱范围：280～3000nm; 测试范围：0～4000W/m2； 温度传感器精度:±0.1℃,",98142.06,"锦州阳光科技有限公司","TRM","中国","2013-07-08","教学","德元贷款","陈飞"]
[156,"过程装备与控制工程专业实验室","2015001262","台式钻铣床","NO27110","转速：5000-20000rpm，行程：134*46*70",2800,"德国普颂德科有限公司","普颂德科","德国","2015-03-23","科研","科研费","何永清"]
[157,"过程装备与控制工程专业实验室","20000345","数字调节器","SDC-31","固定程序",3000,"日本山武公司",null,"日本","2000-01-01","教学","教学设备费","王春丽"]
[158,"过程装备与控制工程专业实验室","20000346","数字调节器","SDC-31","固定程序",3000,"日本山武公司",null,"日本","2000-01-01","教学","教学设备费","王春丽"]
[159,"过程装备与控制工程专业实验室","20000347","数字调节器","SDC-31","固定程序",3000,"日本山武公司",null,"日本","2000-01-01","教学","教学设备费","王春丽"]
[160,"过程装备与控制工程专业实验室","20041607","数字调节器","XD-30","*",4300,"日本山武公司",null,"日本","2004-06-01","科研","科研费","李斌"]
[161,"过程装备与控制工程专业实验室","2016001809","数字存储示波器","优利德（UNI-T） UTD4102C","宽带：100MHz；通道型号：2；速率：2GS/s",6500,"优利德集团有限公司","优利德","中国","2016-02-02","教学","重点学科建设经费","杨春曦"]
[162,"过程装备与控制工程专业实验室","20041611","数字采集模块","APAM-4017","*",3850,"台湾研华公司",null,"中国台湾","2004-06-01","科研","科研费","李斌"]
[163,"过程装备与控制工程专业实验室","19920171","数显万能工具显微镜","JX11","*",46780,"新天精密光学仪器公司",null,"中国","1992-03-01","教学","教学设备费","毛文元"]
[164,"过程装备与控制工程专业实验室","20121632","数显示推拉力计","SH-500","最大负荷500N",2000,"温州山度仪器公司",null,"中国","2012-12-01","科研","科研费","李斌"]
[165,"过程装备与控制工程专业实验室","11027460","数码相机","尼康 S9100","1200万像素",2100,"尼康公司",null,"中国","2011-12-01","科研","科研费","宋鹏云"]
[166,"过程装备与控制工程专业实验室","20043124","数码相机","佳能IXUS430","*",3288,"佳能公司",null,"中国","2004-05-01","科研","科研费","宋鹏云"]
[167,"过程装备与控制工程专业实验室","20080026","数码相机","尼康D80","1020万像素",8400,"尼康公司",null,"日本","2008-01-01","科研","科研费","宋鹏云"]
[168,"过程装备与控制工程专业实验室","2015000970","数据采集系统","2700","通道数：200，位数：六位半，工作电压：220V",20080,"美国吉时利有限公司","吉时利","美国","2015-03-19","科研","科研费","何永清"]
[169,"过程装备与控制工程专业实验室","20121634","手动机架","SPJ-B","最大负荷500N",1600,"温州山度仪器公司",null,"中国","2012-12-01","科研","科研费","李斌"]
[170,"过程装备与控制工程专业实验室","20010148","视听设备","*","*",6390,"裕兴电子设备厂",null,"中国","2001-11-01","教学","教学设备费","王春丽"]
[171,"过程装备与控制工程专业实验室","2011001782","实验台","1500*1500*800","钢木结构",3388,"昆明科奥特实验室设备有限公司",null,"中国","2011-11-01","教学","呈贡校区建设费","毛文元"]
[172,"过程装备与控制工程专业实验室","2011001783","实验台","1500*1500*800","钢木结构",3388,"昆明科奥特实验室设备有限公司",null,"中国","2011-11-01","教学","呈贡校区建设费","毛文元"]
[173,"过程装备与控制工程专业实验室","2011001784","实验台","1500*1500*800","钢木结构",3388,"昆明科奥特实验室设备有限公司",null,"中国","2011-11-01","教学","呈贡校区建设费","毛文元"]
[174,"过程装备与控制工程专业实验室","2011001785","实验台","1500*1500*800","钢木结构",3388,"昆明科奥特实验室设备有限公司",null,"中国","2011-11-01","教学","呈贡校区建设费","毛文元"]
[175,"过程装备与控制工程专业实验室","2011001786","实验台","1500*1500*800","钢木结构",3388,"昆明科奥特实验室设备有限公司",null,"中国","2011-11-01","教学","呈贡校区建设费","毛文元"]
[176,"过程装备与控制工程专业实验室","2011001787","实验台","1500*1500*800","钢木结构",3388,"昆明科奥特实验室设备有限公司",null,"中国","2011-11-01","教学","呈贡校区建设费","毛文元"]
[177,"过程装备与控制工程专业实验室","2011001788","实验台","1500*1500*800","钢木结构",3388,"昆明科奥特实验室设备有限公司",null,"中国","2011-11-01","教学","呈贡校区建设费","毛文元"]
[178,"过程装备与控制工程专业实验室","2011001789","实验台","1500*1500*800","钢木结构",3388,"昆明科奥特实验室设备有限公司",null,"中国","2011-11-01","教学","呈贡校区建设费","毛文元"]
[179,"过程装备与控制工程专业实验室","2011001790","实验台","1500*1500*800","钢木结构",3388,"昆明科奥特实验室设备有限公司",null,"中国","2011-11-01","教学","呈贡校区建设费","毛文元"]
[180,"过程装备与控制工程专业实验室","2011001791","实验台","1500*1500*800","钢木结构",3388,"昆明科奥特实验室设备有限公司",null,"中国","2011-11-01","教学","呈贡校区建设费","毛文元"]
[181,"过程装备与控制工程专业实验室","2011001792","实验台","1500*1500*800","钢木结构",3388,"昆明科奥特实验室设备有限公司",null,"中国","2011-11-01","教学","呈贡校区建设费","毛文元"]
[182,"过程装备与控制工程专业实验室","2011001793","实验台","1500*1500*800","钢木结构",3388,"昆明科奥特实验室设备有限公司",null,"中国","2011-11-01","教学","呈贡校区建设费","毛文元"]
[183,"过程装备与控制工程专业实验室","2011001794","实验台","1500*1500*800","钢木结构",3388,"昆明科奥特实验室设备有限公司",null,"中国","2011-11-01","教学","呈贡校区建设费","毛文元"]
[184,"过程装备与控制工程专业实验室","2011001795","实验台","1500*1500*800","钢木结构",3388,"昆明科奥特实验室设备有限公司",null,"中国","2011-11-01","教学","呈贡校区建设费","毛文元"]
[185,"过程装备与控制工程专业实验室","2011001796","实验台","1500*1500*800","钢木结构",3388,"昆明科奥特实验室设备有限公司",null,"中国","2011-11-01","教学","呈贡校区建设费","毛文元"]
[186,"过程装备与控制工程专业实验室","2011001797","实验台","1500*1500*800","钢木结构",3388,"昆明科奥特实验室设备有限公司",null,"中国","2011-11-01","教学","呈贡校区建设费","毛文元"]
[187,"过程装备与控制工程专业实验室","2011001798","实验台","1500*1500*800","钢木结构",3388,"昆明科奥特实验室设备有限公司",null,"中国","2011-11-01","教学","呈贡校区建设费","毛文元"]
[188,"过程装备与控制工程专业实验室","2011001799","实验台","1500*1500*800","钢木结构",3388,"昆明科奥特实验室设备有限公司",null,"中国","2011-11-01","教学","呈贡校区建设费","毛文元"]
[189,"过程装备与控制工程专业实验室","2011001800","实验台","1500*1500*800","钢木结构",3388,"昆明科奥特实验室设备有限公司",null,"中国","2011-11-01","教学","呈贡校区建设费","毛文元"]
[190,"过程装备与控制工程专业实验室","2015001067","摄像机","索尼（SONY）PXW-X160","变焦比率25倍，像素1920*1080，液晶屏3.5英寸",25478,"索尼公司","索尼","日本","2015-03-25","科研","重点学科建设经费","何永清"]
[191,"过程装备与控制工程专业实验室","20154d0510","设备与控制综合实验台","PECTS-2","水泵进口压力：量程：-0.1~ 0 Mpa;",211765.47,"北京三维利达机电技术有限责任公司","三维","中国","2013-07-08","教学","德元贷款","毛文元"]
[192,"过程装备与控制工程专业实验室","20131274","邵氏硬度计","LX-D","*",1600,"济南江凯实验仪器有限公司",null,"中国","2013-05-01","科研","科研费","李斌"]
[193,"过程装备与控制工程专业实验室","20120446","热式风速仪","KANOMAX 6004","0.1-20m/s",2100,"西化仪科技公司",null,"中国","2012-03-01","科研","科研费","毛文元"]
[194,"过程装备与控制工程专业实验室","11027556","热泵性能分析与测试装置","自制设备","热泵性能八个实验",34917.2,"昆明理工大学化工学院",null,"中国","2011-12-01","教学","教学设备费","李斌"]
[195,"过程装备与控制工程专业实验室","2006c107","钳工桌","*","*",1250,"自制",null,"中国","1989-11-01","教学","教学设备费","毛文元"]
[196,"过程装备与控制工程专业实验室","2011001900","屏风办公桌","500*1200*1200","屏风隔断",1200,"昆明科奥特实验室设备有限公司",null,"中国","2011-11-01","教学","呈贡校区建设费","毛文元"]
[197,"过程装备与控制工程专业实验室","2011001901","屏风办公桌","500*1200*1200","屏风隔断",1200,"昆明科奥特实验室设备有限公司",null,"中国","2011-11-01","教学","呈贡校区建设费","毛文元"]
[198,"过程装备与控制工程专业实验室","2011001902","屏风办公桌","500*1200*1200","屏风隔断",1200,"昆明科奥特实验室设备有限公司",null,"中国","2011-11-01","教学","呈贡校区建设费","毛文元"]
[199,"过程装备与控制工程专业实验室","2011001903","屏风办公桌","500*1200*1200","屏风隔断",1200,"昆明科奥特实验室设备有限公司",null,"中国","2011-11-01","教学","呈贡校区建设费","毛文元"]
[200,"过程装备与控制工程专业实验室","2011001904","屏风办公桌","500*1200*1200","屏风隔断",1200,"昆明科奥特实验室设备有限公司",null,"中国","2011-11-01","教学","呈贡校区建设费","毛文元"]
[201,"过程装备与控制工程专业实验室","2011001905","屏风办公桌","500*1200*1200","屏风隔断",1200,"昆明科奥特实验室设备有限公司",null,"中国","2011-11-01","教学","呈贡校区建设费","毛文元"]
[202,"过程装备与控制工程专业实验室","2011001906","屏风办公桌","500*1200*1200","屏风隔断",1200,"昆明科奥特实验室设备有限公司",null,"中国","2011-11-01","教学","呈贡校区建设费","毛文元"]
[203,"过程装备与控制工程专业实验室","2011001907","屏风办公桌","500*1200*1200","屏风隔断",1200,"昆明科奥特实验室设备有限公司",null,"中国","2011-11-01","教学","呈贡校区建设费","毛文元"]
[204,"过程装备与控制工程专业实验室","2011001908","屏风办公桌","500*1200*1200","屏风隔断",1200,"昆明科奥特实验室设备有限公司",null,"中国","2011-11-01","教学","呈贡校区建设费","毛文元"]
[205,"过程装备与控制工程专业实验室","2011001909","屏风办公桌","500*1200*1200","屏风隔断",1200,"昆明科奥特实验室设备有限公司",null,"中国","2011-11-01","教学","呈贡校区建设费","毛文元"]
[206,"过程装备与控制工程专业实验室","2011001910","屏风办公桌","500*1200*1200","屏风隔断",1200,"昆明科奥特实验室设备有限公司",null,"中国","2011-11-01","教学","呈贡校区建设费","毛文元"]
[207,"过程装备与控制工程专业实验室","2011001911","屏风办公桌","500*1200*1200","屏风隔断",1200,"昆明科奥特实验室设备有限公司",null,"中国","2011-11-01","教学","呈贡校区建设费","毛文元"]
[208,"过程装备与控制工程专业实验室","2011001912","屏风办公桌","500*1200*1200","屏风隔断",1200,"昆明科奥特实验室设备有限公司",null,"中国","2011-11-01","教学","呈贡校区建设费","毛文元"]
[209,"过程装备与控制工程专业实验室","2011001913","屏风办公桌","500*1200*1200","屏风隔断",1200,"昆明科奥特实验室设备有限公司",null,"中国","2011-11-01","教学","呈贡校区建设费","毛文元"]
[210,"过程装备与控制工程专业实验室","2011001914","屏风办公桌","500*1200*1200","屏风隔断",1200,"昆明科奥特实验室设备有限公司",null,"中国","2011-11-01","教学","呈贡校区建设费","毛文元"]
[211,"过程装备与控制工程专业实验室","2011001915","屏风办公桌","500*1200*1200","屏风隔断",1200,"昆明科奥特实验室设备有限公司",null,"中国","2011-11-01","教学","呈贡校区建设费","毛文元"]
[212,"过程装备与控制工程专业实验室","2011001916","屏风办公桌","500*1200*1200","屏风隔断",1200,"昆明科奥特实验室设备有限公司",null,"中国","2011-11-01","教学","呈贡校区建设费","毛文元"]
[213,"过程装备与控制工程专业实验室","2011001917","屏风办公桌","500*1200*1200","屏风隔断",1200,"昆明科奥特实验室设备有限公司",null,"中国","2011-11-01","教学","呈贡校区建设费","毛文元"]
[214,"过程装备与控制工程专业实验室","2011001918","屏风办公桌","500*1200*1200","屏风隔断",1200,"昆明科奥特实验室设备有限公司",null,"中国","2011-11-01","教学","呈贡校区建设费","毛文元"]
[215,"过程装备与控制工程专业实验室","2011001919","屏风办公桌","500*1200*1200","屏风隔断",1200,"昆明科奥特实验室设备有限公司",null,"中国","2011-11-01","教学","呈贡校区建设费","毛文元"]
[216,"过程装备与控制工程专业实验室","2011001920","屏风办公桌","500*1200*1200","屏风隔断",1200,"昆明科奥特实验室设备有限公司",null,"中国","2011-11-01","教学","呈贡校区建设费","毛文元"]
[217,"过程装备与控制工程专业实验室","2011001921","屏风办公桌","500*1200*1200","屏风隔断",1200,"昆明科奥特实验室设备有限公司",null,"中国","2011-11-01","教学","呈贡校区建设费","毛文元"]
[218,"过程装备与控制工程专业实验室","2011001922","屏风办公桌","500*1200*1200","屏风隔断",1200,"昆明科奥特实验室设备有限公司",null,"中国","2011-11-01","教学","呈贡校区建设费","毛文元"]
[219,"过程装备与控制工程专业实验室","2011001923","屏风办公桌","500*1200*1200","屏风隔断",1200,"昆明科奥特实验室设备有限公司",null,"中国","2011-11-01","教学","呈贡校区建设费","毛文元"]
[220,"过程装备与控制工程专业实验室","20000855","平面研磨机","自制","*",9800,"昆明五华双环供应站",null,"中国","2000-08-01","科研","教学设备费","毛文元"]
[221,"过程装备与控制工程专业实验室","19920049","平面度检查仪","1401型","*",5205,"哈尔滨具刃具厂",null,"中国","1992-01-01","教学","教学设备费","毛文元"]
[222,"过程装备与控制工程专业实验室","19920050","平面度检查仪","1401型","*",5205,"哈尔滨具刃具厂",null,"中国","1992-01-01","教学","教学设备费","毛文元"]
[223,"过程装备与控制工程专业实验室","19920080","偏摆仪(跳动仪 )","PBY-300","*",1660,"成都量具刃具总厂",null,"中国","1992-01-01","教学","教学设备费","毛文元"]
[224,"过程装备与控制工程专业实验室","19920081","偏摆仪(跳动仪 )","PBY-300","*",1660,"成都量具刃具总厂",null,"中国","1992-01-01","教学","教学设备费","毛文元"]
[225,"过程装备与控制工程专业实验室","19920082","偏摆仪(跳动仪 )","PBY-300","*",1660,"成都量具刃具总厂",null,"中国","1992-01-01","教学","教学设备费","毛文元"]
[226,"过程装备与控制工程专业实验室","19830371","逆变器","FY-75","*",1800,"上海电表厂",null,"中国","1983-11-01","教学","教学设备费","毛文元"]
[227,"过程装备与控制工程专业实验室","2016001807","内置硬盘","西数WD30EFRX","容量：3 TB；缓存：64 MB；",1000,"希捷国际科技有限公司","西数","中国","2016-02-02","教学","重点学科建设经费","杨春曦"]
[228,"过程装备与控制工程专业实验室","2016001808","内置硬盘","西数WD30EFRX","容量：3 TB；缓存：64 MB；",1000,"希捷国际科技有限公司","西数","中国","2016-02-02","教学","重点学科建设经费","杨春曦"]
[229,"过程装备与控制工程专业实验室","2014000127","螺旋机架","SLJ-B","500N,150mm",2100,"山度仪器有限公司","山度仪器","中国","2013-12-10","科研","科研费","李斌"]
[230,"过程装备与控制工程专业实验室","19920086","螺纹测量附件","螺 3 组","*",1183.15,"成都量具刃具总厂",null,"中国","1992-01-01","教学","教学设备费","毛文元"]
[231,"过程装备与控制工程专业实验室","19920014","六线测振仪","GZ-2","*",5642,"北京测振仪器厂",null,"中国","1992-12-01","教学","教学设备费","毛文元"]
[232,"过程装备与控制工程专业实验室","2015004853","流量计","coleparmer 32714","误差正负0.1%，量程0-5L/min",5500,"北京安迪永富科贸有限公司","coleparmer","中国","2015-04-03","科研","科研费","何永清"]
[233,"过程装备与控制工程专业实验室","2015004854","流量计","coleparmer 32714","误差正负0.1%，量程0-5L/min",5500,"北京安迪永富科贸有限公司","coleparmer","中国","2015-04-03","科研","科研费","何永清"]
[234,"过程装备与控制工程专业实验室","2015004895","流量计","coleparmer32648","量程0-10L/min",7300,"北京安迪永富科贸有限公司","coleparmer","中国","2015-03-18","科研","科研费","何永清"]
[235,"过程装备与控制工程专业实验室","2015004896","流量计","coleparmer32648","量程0-10L/min",7300,"北京安迪永富科贸有限公司","coleparmer","中国","2015-03-18","科研","科研费","何永清"]
[236,"过程装备与控制工程专业实验室","2015004897","流量计","coleparmer32714","量程0-15L/min",5500,"北京安迪永富科贸有限公司","coleparmer","中国","2015-03-18","科研","科研费","何永清"]
[237,"过程装备与控制工程专业实验室","2015004898","流量计","coleparmer32714","量程0-15L/min",5500,"北京安迪永富科贸有限公司","coleparmer","中国","2015-03-18","科研","科研费","何永清"]
[238,"过程装备与控制工程专业实验室","20154d0516","立式万能摩擦磨损试验机","MMW-1","试验力工作范围：10～1000N；试验力示值相对误差: ±1%，主轴转速范围：1～2000r/min",32085.68,"济南普业机电技术有限公司","普业","中国","2013-07-08","教学","德元贷款","宋鹏云"]
[239,"过程装备与控制工程专业实验室","19990690","离心水泵","IS","扬程10M",4350.2,"裕田水泵厂",null,"中国","1999-06-01","教学","教学设备费","王春丽"]
[240,"过程装备与控制工程专业实验室","19990691","离心水泵","IS","扬程10M",4350.2,"裕田水泵厂",null,"中国","1999-06-01","教学","教学设备费","王春丽"]
[241,"过程装备与控制工程专业实验室","20000344","控制系统(显示.监视)","PLC5500EA","(LVP-S120E)",122250,"日本三菱公司",null,"日本","2000-01-01","教学","教学设备费","王春丽"]
[242,"过程装备与控制工程专业实验室","20000343","控制系统","DDZ-Ⅲ","4-20mA信号",24070,"山武公司",null,"日本","2000-01-01","教学","教学设备费","王春丽"]
[243,"过程装备与控制工程专业实验室","19920084","孔轴测量附件","孔 12组","*",8446.75,"成都量具刃具总厂",null,"中国","1992-01-01","教学","教学设备费","毛文元"]
[244,"过程装备与控制工程专业实验室","80027577","空压机","汗马0.9/8","3W-0.9/8",3800,"福建奔马公司",null,"中国","2008-12-01","教学","教学设备费","毛文元"]
[245,"过程装备与控制工程专业实验室","19920055","空调机","三洋","*",6995,"三洋公司",null,"中国","1992-01-01","教学","教学设备费","王春丽"]
[246,"过程装备与控制工程专业实验室","19920056","空调机","三洋","*",6995,"三洋公司",null,"中国","1992-01-01","教学","教学设备费","毛文元"]
[247,"过程装备与控制工程专业实验室","20130374","空气压缩机","OLF760AF","780W，30L",1850,"上海神龙集团公司",null,"中国","2013-03-01","科研","科研费","李斌"]
[248,"过程装备与控制工程专业实验室","19990687","空气净化系统","*","贮气槽",18573.1,"云南化工机械厂",null,"中国","1999-06-01","教学","教学设备费","王春丽"]
[249,"过程装备与控制工程专业实验室","19990689","可编程序控制器","ST-300","主机CPU313",34481.5,"西门子公司",null,"德国","1999-06-01","教学","教学设备费","王春丽"]
[250,"过程装备与控制工程专业实验室","2015000419","绝压变送器","罗斯蒙特3051TA","液晶显示精度0.075%，量程0-207KPA",4800,"北京远东罗斯蒙特仪表有限公司","罗斯蒙特","中国","2014-12-20","科研","科研费","何永清"]
[251,"过程装备与控制工程专业实验室","20075650","静态应变测试分析系统","DH3816","60测点 巡捡速度60",21800,"上海东昊测试技术公司",null,"中国","2007-12-01","科研","科研费","朱孝钦"]
[252,"过程装备与控制工程专业实验室","20131128","静态应变测试分析系统","DH3818-1","16测试点",4500,"江苏东华测试技术股份有限公司",null,"中国","2013-07-01","科研","科研费","毛文元"]
[253,"过程装备与控制工程专业实验室","20131129","静态应变测试分析系统","DH3818-1","16测试点",4500,"江苏东华测试技术股份有限公司",null,"中国","2013-07-01","科研","科研费","毛文元"]
[254,"过程装备与控制工程专业实验室","20131127","静态信号测试分析系统","DH3816N","60测试点",19000,"江苏东华测试技术股份有限公司",null,"中国","2013-07-01","科研","科研费","朱孝珍"]
[255,"过程装备与控制工程专业实验室","19920430","静动态电阻应变仪","YJD-17","*",6840,"上海华东电子仪器厂",null,"中国","1992-09-01","教学","教学设备费","毛文元"]
[256,"过程装备与控制工程专业实验室","19990311","静动态电阻应变仪","YJD-17","*",5969,"上海化东电子仪器厂",null,"中国","1999-05-01","教学","教学设备费","毛文元"]
[257,"过程装备与控制工程专业实验室","19900023","精密声级计","ND2","*",3000,"虹声器材厂",null,"中国","1990-01-01","教学","教学设备费","毛文元"]
[258,"过程装备与控制工程专业实验室","2017004324","精密pH计","PHS-3C","分辨率：0.01PH",3000,"上海鹰迪仪器设备有限公司","鹰迪","中国","2015-10-13","科研","科研费","司甜"]
[259,"过程装备与控制工程专业实验室","2017004325","精密pH计","PHS-3C","分辨率：0.01PH",3000,"上海鹰迪仪器设备有限公司","鹰迪","中国","2015-10-13","科研","科研费","司甜"]
[260,"过程装备与控制工程专业实验室","2017004326","精密pH计","PHS-3C","分辨率：0.01PH",3000,"上海精密科学仪器有限公司","精密","中国","2015-10-13","科研","科研费","司甜"]
[261,"过程装备与控制工程专业实验室","2017004327","精密pH计","PHS-3C","分辨率：0.01PH",3000,"上海精密科学仪器有限公司","精密","中国","2015-10-13","科研","科研费","司甜"]
[262,"过程装备与控制工程专业实验室","20041613","晶闸管调整器","PS12","*",1100,"北京朝阳电子仪器厂",null,"中国","2004-06-01","科研","科研费","李斌"]
[263,"过程装备与控制工程专业实验室","19910715","交流稳压电源","TD1741","*",1400,"天津电子仪器厂",null,"中国","1991-11-01","教学","教学设备费","毛文元"]
[264,"过程装备与控制工程专业实验室","2015000948","佳乐冷水机","3HP/72松下制冷机组","功率：2500W;制冷量：8000W;制冷量：3吨以内",4022,"深圳市佳佳乐冷暖设备有限公司","佳乐","中国","2015-03-10","科研","科研费","何永清"]
[265,"过程装备与控制工程专业实验室","11026182","激光一体机","HP 1136","打印、扫描、复印",1400,"惠普公司",null,"中国","2011-10-01","科研","科研费","杨春曦"]
[266,"过程装备与控制工程专业实验室","20120198","激光一体机","MFC-7470D","打印/复印/传真",2200,"兄弟集团公司",null,"中国","2012-01-01","科研","科研费","毛文元"]
[267,"过程装备与控制工程专业实验室","2016001800","激光打印一体机","惠普HP126A","打印、扫描、复印；打印速度：18ppm",1216,"富士施乐中国公司","富士施乐","中国","2016-02-02","教学","科研费","焦凤"]
[268,"过程装备与控制工程专业实验室","20096033","激光打印机","三星 ML-2510","A4",1400,"三星电子科技公司",null,"中国","2009-10-01","科研","科研费","宋鹏云"]
[269,"过程装备与控制工程专业实验室","2014004921","激光打印机","HL-2250DN","内存32MB、黑白打印速度26ppm",1150,"兄弟（中国）商业有限公司","兄弟","中国","2014-11-12","科研","科研费","何永清"]
[270,"过程装备与控制工程专业实验室","19920018","活塞式压缩机实验装置","3W-0.9/7B","*",13790.55,"自制组装",null,"中国","1992-12-01","教学","教学设备费","毛文元"]
[271,"过程装备与控制工程专业实验室","19920225","回转式管式电阻炉","SK2-1-10H","0～1100℃",1523,"上海实验电炉厂",null,"中国","1992-03-01","教学","教学设备费","王春丽"]
[272,"过程装备与控制工程专业实验室","19920226","回转式管式电阻炉","SK2-1-10H","0～1100℃",1523,"上海实验电炉厂",null,"中国","1992-03-01","教学","教学设备费","王春丽"]
[273,"过程装备与控制工程专业实验室","19920227","回转式管式电阻炉","SK2-1-10H","0～1100℃",1523,"上海实验电炉厂",null,"中国","1992-03-01","教学","教学设备费","王春丽"]
[274,"过程装备与控制工程专业实验室","19810027","化工低压容器","500*1200/15kg","*",1020.5,"云南化机厂",null,"中国","1981-03-01","教学","教学设备费","毛文元"]
[275,"过程装备与控制工程专业实验室","19810028","化工低压容器","500*1200/15kg","*",1141.5,"云南化机厂",null,"中国","1981-03-01","教学","教学设备费","毛文元"]
[276,"过程装备与控制工程专业实验室","19920089","花岗石直角尺","630*400","*",1035,"青岛前哨机械厂",null,"中国","1992-01-01","教学","教学设备费","毛文元"]
[277,"过程装备与控制工程专业实验室","19920094","花岗石平板","00ξ级1000*750","*",3280,"青岛前哨机械厂",null,"中国","1992-01-01","教学","教学设备费","毛文元"]
[278,"过程装备与控制工程专业实验室","19920095","花岗石平板","00ξ级800*500","*",1760,"青岛前哨机械厂",null,"中国","1992-01-01","教学","教学设备费","毛文元"]
[279,"过程装备与控制工程专业实验室","19920096","花岗石平板","00ξ级800*500","*",1760,"青岛前哨机械厂",null,"中国","1992-01-01","教学","教学设备费","毛文元"]
[280,"过程装备与控制工程专业实验室","19920097","花岗石平板","00ξ级800*500","*",1760,"青岛前哨机械厂",null,"中国","1992-01-01","教学","教学设备费","毛文元"]
[281,"过程装备与控制工程专业实验室","19920074","花岗石V型块","100*90","*",1184.5,"青岛前哨机械厂",null,"中国","1992-01-01","教学","教学设备费","毛文元"]
[282,"过程装备与控制工程专业实验室","19920075","花岗石V型块","100*90","*",1184.5,"青岛前哨机械厂",null,"中国","1992-01-01","教学","教学设备费","毛文元"]
[283,"过程装备与控制工程专业实验室","19920076","花岗石V型块","100*90","*",1184.5,"青岛前哨机械厂",null,"中国","1992-01-01","教学","教学设备费","毛文元"]
[284,"过程装备与控制工程专业实验室","20121497","恒温油浴锅","602型","控温范围：室温-300℃",2400,"金坛晶玻实验仪器公司",null,"中国","2012-11-01","科研","科研费","朱孝钦"]
[285,"过程装备与控制工程专业实验室","19910076","恒温干燥箱","HG202-5A","*",1391,"南京实验仪器厂",null,"中国","1991-03-01","教学","教学设备费","毛文元"]
[286,"过程装备与控制工程专业实验室","20120424","恒温干燥箱","GZX-9023MBE","5-250℃，550W",3600,"上海博讯实验公司",null,"中国","2012-03-01","科研","科研费","李斌"]
[287,"过程装备与控制工程专业实验室","19910717","恒电位仪","TD3690","*",3800,"天津电子仪器厂",null,"中国","1991-11-01","教学","教学设备费","毛文元"]
[288,"过程装备与控制工程专业实验室","20042144","合成氨工艺装备模型","*","*",55535,"浏阳市水利电力模型厂",null,"中国","2004-09-01","教学","教学设备费","王春丽"]
[289,"过程装备与控制工程专业实验室","20130182","函数/任意波形发生器","DG4062","2CH-60MHZ",5850,"北京普源公司",null,"中国","2013-01-01","科研","科研费","李斌"]
[290,"过程装备与控制工程专业实验室","2017004323","过程仪表校验仪","VC11+","输出的基本精度达0.02%，输出显示为6位数。",5000,"深圳胜利科技有限公司","胜利","中国","2015-10-13","科研","科研费","杨春曦"]
[291,"过程装备与控制工程专业实验室","2016000348","过程参数传输与控制系统","GWGCCSJC-01","UR2中央控制器/扩展设备；S7-300系统；S7-200",329000,"昆明高威新潮电气技术有限公司","昆明高威新潮电气技术有限公司","中国","2015-04-22","教学","中央财政专项资金","王春丽"]
[292,"过程装备与控制工程专业实验室","19920015","光线示波器","SC16B","*",6400,"上海电表厂",null,"中国","1992-12-01","教学","教学设备费","毛文元"]
[293,"过程装备与控制工程专业实验室","20154d0515","光纤激光标刻系统","LM20P-20TS型","波长: 1065nm±5nm，平均输出功率: 20W，频率: 1-500KHz",342247.22,"成都莱普科技有限公司","莱普","中国","2013-07-08","教学","德元贷款","宋鹏云"]
[294,"过程装备与控制工程专业实验室","19920045","光切显微镜","JSG-1","*",2561.5,"上海第二光学仪器厂",null,"中国","1992-01-01","教学","教学设备费","毛文元"]
[295,"过程装备与控制工程专业实验室","19920046","光切显微镜","JSG-1","*",2561.5,"上海第二光学仪器厂",null,"中国","1992-01-01","教学","教学设备费","毛文元"]
[296,"过程装备与控制工程专业实验室","19920047","光切显微镜","JSG-1","*",2561.5,"上海第二光学仪器厂",null,"中国","1992-01-01","教学","教学设备费","毛文元"]
[297,"过程装备与控制工程专业实验室","19920228","管式电阻炉","SK2-2-12","0～1600℃",3180,"上海实验电炉厂",null,"中国","1992-03-01","教学","教学设备费","王春丽"]
[298,"过程装备与控制工程专业实验室","2016001799","挂式空调","海尔KFR-35GW","壁挂式1.5匹 ",1500,"海尔股份有限公司","海尔","中国","2016-02-02","教学","重点学科建设经费","何永清"]
[299,"过程装备与控制工程专业实验室","2016000106","工作站服务器","T5610","cpu E5-2620/内存16GB/1TB/dell22",26000,"昆明高威新潮电气技术有限公司","Dell","中国","2014-12-22","教学","中央财政专项资金","毛文元"]
[300,"过程装备与控制工程专业实验室","20100702","工程计算软件","Mathcacl","14.0中文版",35000,"PTC公司",null,"美国","2010-03-01","科研","科研费","宋鹏云"]
[301,"过程装备与控制工程专业实验室","2016001798","个人云存储","西数TL0040HWT","3.5英寸；容量：4TB",1600,"西部数据有限公司","西数","中国","2016-02-02","教学","重点学科建设经费","杨春曦"]
[302,"过程装备与控制工程专业实验室","19810024","高压泵","ZDSJ-0.016","600kg",2800,"沙州相舍化机厂",null,"中国","1981-02-01","教学","教学设备费","毛文元"]
[303,"过程装备与控制工程专业实验室","19840017","高压爆破装置","*","*",2200,"云南化机厂.",null,"中国","1984-01-01","教学","教学设备费","毛文元"]
[304,"过程装备与控制工程专业实验室","20120063","高温型温湿度变送器","JCJ200W","0℃-150℃，湿度100％",1850,"北京陆达科技公司",null,"中国","2012-01-01","科研","科研费","毛文元"]
[305,"过程装备与控制工程专业实验室","20120149","高温型温湿度变送器","JCJ200W","0℃-150℃，湿度100％",1850,"北京陆达科技公司",null,"中国","2012-01-01","科研","科研费","毛文元"]
[306,"过程装备与控制工程专业实验室","2016001797","高速无纸记录仪","RX6000X5R","彩色无纸记录 通道数：8；",5000,"杭州美控自动化技术有限公司","*","中国","2016-02-02","教学","重点学科建设经费","杨春曦"]
[307,"过程装备与控制工程专业实验室","19870284","高速离心机","10000转/分","*",3500,"临海轻机厂",null,"中国","1987-08-01","教学","教学设备费","毛文元"]
[308,"过程装备与控制工程专业实验室","2015000969","高斯计","5180","精度：1%,采样率：200K次/秒，量程：0-30KG",14000,"美国贝尔有限公司","贝尔","美国","2015-03-20","科研","科研费","何永清"]
[309,"过程装备与控制工程专业实验室","2018000223","高精度信号发生器","sin-c512","输出直流电压/电流，电阻/热电阻/热电偶、脉冲频率",1450,"联测","sinomeasure","中国","2017-06-22","教学","教学设备费","王春丽"]
[310,"过程装备与控制工程专业实验室","2018000224","高精度信号发生器","sin-c512","输出直流电压/电流，电阻/热电阻/热电偶、脉冲频率",1450,"联测","sinomeasure","中国","2017-06-22","教学","教学设备费","王春丽"]
[311,"过程装备与控制工程专业实验室","2018000225","高精度信号发生器","sin-c512","输出直流电压/电流，电阻/热电阻/热电偶、脉冲频率",1450,"联测","sinomeasure","中国","2017-06-22","教学","教学设备费","王春丽"]
[312,"过程装备与控制工程专业实验室","19920048","干涉显微镜","6JA","*",3680,"上海第二光学仪器厂",null,"中国","1992-01-01","教学","教学设备费","毛文元"]
[313,"过程装备与控制工程专业实验室","19940139","峰值电压表","SFD-2","*",4025,"北京测振仪器厂",null,"中国","1994-05-01","教学","教学设备费","毛文元"]
[314,"过程装备与控制工程专业实验室","20131367","多路电阻测试仪","AT5110","RS-232/SCP2/ASCⅡ",14800,"常州安柏精密仪器有限公司",null,"中国","2013-07-01","科研","科研费","李斌"]
[315,"过程装备与控制工程专业实验室","2016001796","多功能激光一体机","富士施乐M158B","打印、扫描、复印；18ppm、A4 A5",1000,"富士施乐中国公司","富士施乐","中国","2016-02-02","教学","重点学科建设经费","祝琳华"]
[316,"过程装备与控制工程专业实验室","19910066","动态电阻应变仪","Y6D-3A","*",3559.84,"华东电子仪器厂",null,"中国","1991-03-01","教学","教学设备费","毛文元"]
[317,"过程装备与控制工程专业实验室","19930002","动态电阻应变仪","Y6D-3A","*",5645,"华东电子仪器厂",null,"中国","1993-12-01","教学","教学设备费","毛文元"]
[318,"过程装备与控制工程专业实验室","19930003","动态电阻应变仪","Y6D-3A","*",3960,"华东电子仪器厂",null,"中国","1993-12-01","教学","教学设备费","毛文元"]
[319,"过程装备与控制工程专业实验室","80026646","电子辞典","EW4000L","*",2080,"卡西欧电子公司",null,"中国","2008-12-01","科研","科研费","宋鹏云"]
[320,"过程装备与控制工程专业实验室","20043242","电涡流位移传感器","ST-01","量程：0.8mm",2020,"北京鸿基点科技公司",null,"中国","2004-09-01","科研","科研费","宋鹏云"]
[321,"过程装备与控制工程专业实验室","2017005436","电涡流调理器","HTX","接受6路WT电涡流信号，功率6W，输出频响为0.5~1KHz",11400,"无锡市厚德自动化仪表有限公司","厚德","中国","2017-09-08","科研","科研费","毛文元"]
[322,"过程装备与控制工程专业实验室","2017005437","电涡流传感器","WT0150-A06-B00-C08","电源：-23~26，频率响应：0~10k",3500,"无锡市厚德自动化仪表有限公司","厚德","中国","2017-09-08","科研","科研费","毛文元"]
[323,"过程装备与控制工程专业实验室","2017005438","电涡流传感器","WT0150-A06-B00-C08","电源：-23~26，频率响应：0~10k",3500,"无锡市厚德自动化仪表有限公司","厚德","中国","2017-09-08","科研","科研费","毛文元"]
[324,"过程装备与控制工程专业实验室","2017005439","电涡流传感器","WT0150-A06-B00-C08","电源：-23~26，频率响应：0~10k",3500,"无锡市厚德自动化仪表有限公司","厚德","中国","2017-09-08","科研","科研费","毛文元"]
[325,"过程装备与控制工程专业实验室","19930001","电荷放大器","DHF-4","*",6769,"北京测振仪器厂",null,"中国","1993-12-01","教学","教学设备费","毛文元"]
[326,"过程装备与控制工程专业实验室","19930488","电荷放大器","DHF-3","*",2875,"北京测振仪器厂",null,"中国","1993-12-01","教学","教学设备费","毛文元"]
[327,"过程装备与控制工程专业实验室","19930489","电荷放大器","DHF-3","*",2875,"北京测振仪器厂",null,"中国","1993-12-01","教学","教学设备费","毛文元"]
[328,"过程装备与控制工程专业实验室","20121633","电动调节阀","ZDLJP","DN20 6.4MPa",2900,"永嘉方达自动阀门厂",null,"中国","2012-12-01","科研","科研费","李斌"]
[329,"过程装备与控制工程专业实验室","19990699","电磁流量计","K30","DN80",16530,"爱美特克光华仪表厂",null,"中国","1999-09-01","教学","教学设备费","毛文元"]
[330,"过程装备与控制工程专业实验室","20111765","电冰箱","海尔 BCD-290W","容积290L",4199,"海尔集团公司",null,"中国","2011-03-01","科研","科研费","宋鹏云"]
[331,"过程装备与控制工程专业实验室","2017004320","低压干气密封试验系统","YTG111A-38","系统构成：双端面干气密封一套",40000,"成都一通密封有限公司","通密","中国","2015-10-13","科研","科研费","毛文元"]
[332,"过程装备与控制工程专业实验室","20111428","弹簧试验机","TLS-S200N","200N",4000,"济南槐荫凯恩试验厂",null,"中国","2011-02-01","科研","科研费","宋鹏云"]
[333,"过程装备与控制工程专业实验室","2011001880","单水池柜","900*750*800","钢木结构",1520,"昆明科奥特实验室设备有限公司",null,"中国","2011-11-01","教学","呈贡校区建设费","毛文元"]
[334,"过程装备与控制工程专业实验室","2011001881","单水池柜","900*750*800","钢木结构",1520,"昆明科奥特实验室设备有限公司",null,"中国","2011-11-01","教学","呈贡校区建设费","毛文元"]
[335,"过程装备与控制工程专业实验室","2011002037","单水池柜","750*700*800","钢木结构",1420,"昆明科奥特实验室设备有限公司",null,"中国","2011-11-01","教学","呈贡校区建设费","毛文元"]
[336,"过程装备与控制工程专业实验室","2011002038","单水池柜","750*700*800","钢木结构",1420,"昆明科奥特实验室设备有限公司",null,"中国","2011-11-01","教学","呈贡校区建设费","毛文元"]
[337,"过程装备与控制工程专业实验室","2016001861","打印机","惠普M126A",":黑白，A4 幅面，",1217,"上海惠普有限公司","惠普","中国","2016-02-02","教学","重点学科建设经费","毛文元"]
[338,"过程装备与控制工程专业实验室","2015000593","粗糙度仪","178-560-01DC","测量力0.75mN，探针行程350mm，评价长度12.5微米",9900,"三丰有限公司","三丰","日本","2015-01-06","科研","科研费","毛文元"]
[339,"过程装备与控制工程专业实验室","19990167","传感器系统实验","CSY10型","*",6000,"浙大仪器系检测技研所",null,"中国","1999-03-01","教学","教学设备费","王春丽"]
[340,"过程装备与控制工程专业实验室","19990168","传感器系统实验","CSY10型","*",6000,"浙大仪器系检测技研所",null,"中国","1999-03-01","教学","教学设备费","王春丽"]
[341,"过程装备与控制工程专业实验室","19990169","传感器系统实验","CSY10型","*",6000,"浙大仪器系检测技研所",null,"中国","1999-03-01","教学","教学设备费","王春丽"]
[342,"过程装备与控制工程专业实验室","19990170","传感器系统实验","CSY10型","*",6000,"浙大仪器系检测技研所",null,"中国","1999-03-01","教学","教学设备费","王春丽"]
[343,"过程装备与控制工程专业实验室","19990171","传感器系统实验","CSY10型","*",6000,"浙大仪器系检测技研所",null,"中国","1999-03-01","教学","教学设备费","王春丽"]
[344,"过程装备与控制工程专业实验室","19920088","齿轮周节仪","SCZ","*",5850,"成都量具刃具总厂",null,"中国","1992-01-01","教学","教学设备费","毛文元"]
[345,"过程装备与控制工程专业实验室","19920085","齿轮测量附件","公 4 组","*",2325.85,"成都量具刃具总厂",null,"中国","1992-01-01","教学","教学设备费","毛文元"]
[346,"过程装备与控制工程专业实验室","19910199","车床","CY6140X 1000","*",26530,"玉溪机床厂",null,"中国","1991-05-01","教学","教学设备费","毛文元"]
[347,"过程装备与控制工程专业实验室","2017004322","超音频感应加热设备","YFL-25","功率因数;0.9-0.95,效率0.9-0.95效率>92%",30000,"郑州英福伦电气有限公司","英福伦","中国","2015-10-13","科研","科研费","夏举佩"]
[348,"过程装备与控制工程专业实验室","19920010","超声波探伤机","CTS-22","*",9796.85,"上海探伤机厂",null,"中国","1992-12-01","教学","教学设备费","毛文元"]
[349,"过程装备与控制工程专业实验室","19930008","超声波探伤标准试块","CS-1 16件","*",4331.2,"上海探伤机厂",null,"中国","1993-12-01","教学","教学设备费","毛文元"]
[350,"过程装备与控制工程专业实验室","20121169","超声波处理器","PS-250","50KHZ，150W",6600,"上海生析超声仪器公司",null,"中国","2012-09-01","科研","科研费","李斌"]
[351,"过程装备与控制工程专业实验室","2015000418","差压变送器","罗斯蒙特3051CD3A","液晶显示精度0.075%，量程0-248KPA",6700,"北京远东罗斯蒙特仪表有限公司","罗斯蒙特","中国","2014-12-20","科研","科研费","何永清"]
[352,"过程装备与控制工程专业实验室","2015002297","差压变送器","罗斯蒙特3051CD1A","量程-6.22~6.22KPA",6700,"上海莫伯蕾仪器仪表有限公司","罗斯蒙特","中国","2015-04-02","科研","科研费","何永清"]
[353,"过程装备与控制工程专业实验室","2015002298","差压变送器","罗斯蒙特3051CD4A","量程-0~2070KPA",6700,"上海莫伯蕾仪器仪表有限公司","罗斯蒙特","中国","2015-04-02","科研","科研费","何永清"]
[354,"过程装备与控制工程专业实验室","2015002299","差压变送器","罗斯蒙特3051CD5A","量程-0~13800KPA",6700,"上海莫伯蕾仪器仪表有限公司","罗斯蒙特","中国","2015-04-02","科研","科研费","何永清"]
[355,"过程装备与控制工程专业实验室","19870138","测振仪","ZZF6-2","*",12000,"杭州自化仪器厂",null,"中国","1987-04-01","教学","教学设备费","毛文元"]
[356,"过程装备与控制工程专业实验室","19940033","测振仪","GZ6","*",5405,"北京测振仪器厂",null,"中国","1994-01-01","教学","教学设备费","毛文元"]
[357,"过程装备与控制工程专业实验室","19920099","测量台架","FT-1A","*",1480,"中原量仪厂",null,"中国","1992-01-01","教学","教学设备费","毛文元"]
[358,"过程装备与控制工程专业实验室","2015000455","采集板","Mobrey 35951C3A","IPM板尺寸435mm×215mm×34.5mm",23000,"上海莫伯蕾仪器仪表有限公司","Mobrey","中国","2014-12-20","科研","科研费","何永清"]
[359,"过程装备与控制工程专业实验室","2015000456","采集板","35954C","工作温度-20℃～70℃，IMP板重量2.5kg",12000,"上海莫伯蕾仪器仪表有限公司","Mobrey","中国","2014-12-20","科研","科研费","何永清"]
[360,"过程装备与控制工程专业实验室","2015002305","采集板","mobrey 3095 1C+3A-2","IPM板尺寸435mm×215mm×34.5mm",23300,"上海莫伯蕾仪器仪表有限公司","Mobrey","中国","2015-03-02","科研","科研费","何永清"]
[361,"过程装备与控制工程专业实验室","20154d0513","材料光学性能测试仪","TRM-FX2","测量范围：0～100%；测量精度：小于5%；重复精度：小于0.3％；",38502.81,"锦州阳光科技有限公司","TRM","中国","2013-07-08","教学","德元贷款","陈飞"]
[362,"过程装备与控制工程专业实验室","20154d0512","材料半球发射比测试仪","TRM-FS1","发射率的测量范围0.05～0.96，精确度为±0.01",60962.79,"锦州阳光科技有限公司","TRM","中国","2013-07-08","教学","德元贷款","毛文元"]
[363,"过程装备与控制工程专业实验室","2015001366","不锈钢操作台","W1800*D750*H800mm","承重1000KG；2.0mm厚一级冷轧钢板；表面静电喷塑",4020,"上海翼格办公家具有限公司","隆昌号","中国","2015-04-01","科研","重点学科建设经费","何永清"]
[364,"过程装备与控制工程专业实验室","19920103","表面粗糙度测量仪","BCY-1","*",3092.4,"宁波仪表厂",null,"中国","1992-01-01","教学","教学设备费","毛文元"]
[365,"过程装备与控制工程专业实验室","19920104","表面粗糙度测量仪","BCY-1","*",3092.4,"宁波仪表厂",null,"中国","1992-01-01","教学","教学设备费","毛文元"]
[366,"过程装备与控制工程专业实验室","19920105","表面粗糙度测量仪","BCY-1","*",3092.4,"宁波仪表厂",null,"中国","1992-01-01","教学","教学设备费","毛文元"]
[367,"过程装备与控制工程专业实验室","20121628","变频器","SKIOD75G-3000","380V/0.75KW",1350,"浙江三科变频科技公司",null,"中国","2012-12-01","科研","科研费","李斌"]
[368,"过程装备与控制工程专业实验室","2011001780","边实验台","4500*750*800","钢木结构",4770,"昆明科奥特实验室设备有限公司",null,"中国","2011-11-01","教学","呈贡校区建设费","毛文元"]
[369,"过程装备与控制工程专业实验室","2011001781","边实验台","4500*750*800","钢木结构",4770,"昆明科奥特实验室设备有限公司",null,"中国","2011-11-01","教学","呈贡校区建设费","毛文元"]
[370,"过程装备与控制工程专业实验室","19900157","闭式试功图测试仪","HD-91","*",4000,"华东化工学院工厂",null,"中国","1990-06-01","教学","教学设备费","毛文元"]
[371,"过程装备与控制工程专业实验室","20043211","笔记本电脑","联想E260","128M",11050,"联想集团",null,"中国","2004-09-01","科研","科研费","宋鹏云"]
[372,"过程装备与控制工程专业实验室","20096034","笔记本电脑","Dell Studio 1450","P8700/500G/4G",7050,"戴尔有限公司",null,"中国","2009-10-01","科研","科研费","宋鹏云"]
[373,"过程装备与控制工程专业实验室","20100065","笔记本电脑","华硕X88E66VF-SL","320G/2G/1G",5400,"华硕电脑公司",null,"中国","2010-01-01","科研","科研费","朱孝钦"]
[374,"过程装备与控制工程专业实验室","20102235","笔记本电脑","ThinkPad T410i-2516","i3-330M/2G/320G/14\"",8700,"联想集团公司",null,"中国","2010-06-01","科研","科研费","杨春曦"]
[375,"过程装备与控制工程专业实验室","20106125","笔记本电脑","ThinkPad 2842-ERC","T4500/2.3G/1MB",4390,"联想集团公司",null,"中国","2010-11-01","科研","科研费","宋鹏云"]
[376,"过程装备与控制工程专业实验室","20120135","笔记本电脑","戴尔 Vostro 3450","i5-2430/14寸",6370,"戴尔有限公司",null,"中国","2012-01-01","科研","科研费","李斌"]
[377,"过程装备与控制工程专业实验室","20120199","笔记本电脑","华硕 X84L","CPU1.5G/2G/300G/14寸",3299,"华硕电脑公司",null,"中国","2012-01-01","科研","科研费","毛文元"]
[378,"过程装备与控制工程专业实验室","20120398","笔记本电脑","MacBook pro313ZP","CPU2.4G/500G",7850,"苹果电脑公司",null,"美国","2012-03-01","科研","科研费","栗志"]
[379,"过程装备与控制工程专业实验室","2013412599","笔记本电脑","神舟优雅A400-D2500","cpu：D2500,320G硬盘，2G内存，14寸显示器",1820,"深圳市神舟电脑股份有限公司","神舟","中国","2013-11-06","科研","科研费","杨春曦"]
[380,"过程装备与控制工程专业实验室","2016001863","笔记本电脑","戴尔14UR-17485","Intel Core i7-4500U，主频1,8睿频",6200,"戴尔厦门有限公司","戴尔","中国","2016-02-02","教学","教学设备费","毛文元"]
[381,"过程装备与控制工程专业实验室","2017004335","泵用双端面干气密封系统","YTB101A-38S2","常温气体压力0.15Mpa",10000,"成都一通密封有限公司","通密","中国","2015-10-13","科研","科研费","毛文元"]
[382,"过程装备与控制工程专业实验室","20164d0260","泵性能综合试验测试系统","TPA-3","试验装置参数测量范围。流量：0～500m3/h；压力：-0.1～1.6MPa；功率：≤100kW\n",53476.13,"镇江市旭恒自动化科技有限公司","旭恒","中国","2013-07-08","教学","德元贷款","毛文元"]
[383,"过程装备与控制工程专业实验室","11026179","办公桌","木质","1800*700mm",2352,"云南派格家俱公司",null,"中国","2011-10-01","科研","科研费","杨春曦"]
[384,"过程装备与控制工程专业实验室","20111429","办公桌","5P01","1600*1320*755mm",2140,"昆明永源家具公司",null,"中国","2011-02-01","科研","科研费","宋鹏云"]
[385,"过程装备与控制工程专业实验室","2011001667","办公边台","1500*700*800","钢木结构",1765,"昆明科奥特实验室设备有限公司",null,"中国","2011-11-01","教学","呈贡校区建设费","毛文元"]
[386,"过程装备与控制工程专业实验室","2011001668","办公边台","1500*700*800","钢木结构",1765,"昆明科奥特实验室设备有限公司",null,"中国","2011-11-01","教学","呈贡校区建设费","毛文元"]
[387,"过程装备与控制工程专业实验室","2011001669","办公边台","1500*700*800","钢木结构",1765,"昆明科奥特实验室设备有限公司",null,"中国","2011-11-01","教学","呈贡校区建设费","毛文元"]
[388,"过程装备与控制工程专业实验室","2011001670","办公边台","1500*700*800","钢木结构",1765,"昆明科奥特实验室设备有限公司",null,"中国","2011-11-01","教学","呈贡校区建设费","毛文元"]
[389,"过程装备与控制工程专业实验室","2011001671","办公边台","1500*700*800","钢木结构",1765,"昆明科奥特实验室设备有限公司",null,"中国","2011-11-01","教学","呈贡校区建设费","毛文元"]
[390,"过程装备与控制工程专业实验室","2011001672","办公边台","1500*700*800","钢木结构",1765,"昆明科奥特实验室设备有限公司",null,"中国","2011-11-01","教学","呈贡校区建设费","毛文元"]
[391,"过程装备与控制工程专业实验室","2011001673","办公边台","1500*700*800","钢木结构",1765,"昆明科奥特实验室设备有限公司",null,"中国","2011-11-01","教学","呈贡校区建设费","毛文元"]
[392,"过程装备与控制工程专业实验室","2011001674","办公边台","1500*700*800","钢木结构",1765,"昆明科奥特实验室设备有限公司",null,"中国","2011-11-01","教学","呈贡校区建设费","毛文元"]
[393,"过程装备与控制工程专业实验室","2011001675","办公边台","1500*700*800","钢木结构",1765,"昆明科奥特实验室设备有限公司",null,"中国","2011-11-01","教学","呈贡校区建设费","毛文元"]
[394,"过程装备与控制工程专业实验室","2011001676","办公边台","1500*700*800","钢木结构",1765,"昆明科奥特实验室设备有限公司",null,"中国","2011-11-01","教学","呈贡校区建设费","毛文元"]
[395,"过程装备与控制工程专业实验室","2011001677","办公边台","1500*700*800","钢木结构",1765,"昆明科奥特实验室设备有限公司",null,"中国","2011-11-01","教学","呈贡校区建设费","毛文元"]
[396,"过程装备与控制工程专业实验室","2011001678","办公边台","1500*700*800","钢木结构",1765,"昆明科奥特实验室设备有限公司",null,"中国","2011-11-01","教学","呈贡校区建设费","毛文元"]
[397,"过程装备与控制工程专业实验室","2011001679","办公边台","1500*700*800","钢木结构",1765,"昆明科奥特实验室设备有限公司",null,"中国","2011-11-01","教学","呈贡校区建设费","毛文元"]
[398,"过程装备与控制工程专业实验室","2011001680","办公边台","1500*700*800","钢木结构",1765,"昆明科奥特实验室设备有限公司",null,"中国","2011-11-01","教学","呈贡校区建设费","毛文元"]
[399,"过程装备与控制工程专业实验室","2011001681","办公边台","1500*700*800","钢木结构",1765,"昆明科奥特实验室设备有限公司",null,"中国","2011-11-01","教学","呈贡校区建设费","毛文元"]
[400,"过程装备与控制工程专业实验室","2011001682","办公边台","1500*700*800","钢木结构",1765,"昆明科奥特实验室设备有限公司",null,"中国","2011-11-01","教学","呈贡校区建设费","毛文元"]
[401,"过程装备与控制工程专业实验室","2011001683","办公边台","1500*700*800","钢木结构",1765,"昆明科奥特实验室设备有限公司",null,"中国","2011-11-01","教学","呈贡校区建设费","毛文元"]
[402,"过程装备与控制工程专业实验室","2011001684","办公边台","1500*700*800","钢木结构",1765,"昆明科奥特实验室设备有限公司",null,"中国","2011-11-01","教学","呈贡校区建设费","毛文元"]
[403,"过程装备与控制工程专业实验室","2011001685","办公边台","1500*700*800","钢木结构",1765,"昆明科奥特实验室设备有限公司",null,"中国","2011-11-01","教学","呈贡校区建设费","毛文元"]
[404,"过程装备与控制工程专业实验室","2011001686","办公边台","1500*700*800","钢木结构",1765,"昆明科奥特实验室设备有限公司",null,"中国","2011-11-01","教学","呈贡校区建设费","毛文元"]
[405,"过程装备与控制工程专业实验室","2011001687","办公边台","1500*700*800","钢木结构",1765,"昆明科奥特实验室设备有限公司",null,"中国","2011-11-01","教学","呈贡校区建设费","毛文元"]
[406,"过程装备与控制工程专业实验室","2011001688","办公边台","1500*700*800","钢木结构",1765,"昆明科奥特实验室设备有限公司",null,"中国","2011-11-01","教学","呈贡校区建设费","毛文元"]
[407,"过程装备与控制工程专业实验室","2011001689","办公边台","1500*700*800","钢木结构",1765,"昆明科奥特实验室设备有限公司",null,"中国","2011-11-01","教学","呈贡校区建设费","毛文元"]
[408,"过程装备与控制工程专业实验室","2011001690","办公边台","1500*700*800","钢木结构",1765,"昆明科奥特实验室设备有限公司",null,"中国","2011-11-01","教学","呈贡校区建设费","毛文元"]
[409,"过程装备与控制工程专业实验室","2011001691","办公边台","1500*700*800","钢木结构",1765,"昆明科奥特实验室设备有限公司",null,"中国","2011-11-01","教学","呈贡校区建设费","毛文元"]
[410,"过程装备与控制工程专业实验室","2011001692","办公边台","1500*700*800","钢木结构",1765,"昆明科奥特实验室设备有限公司",null,"中国","2011-11-01","教学","呈贡校区建设费","毛文元"]
[411,"过程装备与控制工程专业实验室","2011001693","办公边台","1500*700*800","钢木结构",1765,"昆明科奥特实验室设备有限公司",null,"中国","2011-11-01","教学","呈贡校区建设费","毛文元"]
[412,"过程装备与控制工程专业实验室","2011001694","办公边台","1500*700*800","钢木结构",1765,"昆明科奥特实验室设备有限公司",null,"中国","2011-11-01","教学","呈贡校区建设费","毛文元"]
[413,"过程装备与控制工程专业实验室","2011001695","办公边台","1500*700*800","钢木结构",1765,"昆明科奥特实验室设备有限公司",null,"中国","2011-11-01","教学","呈贡校区建设费","毛文元"]
[414,"过程装备与控制工程专业实验室","2011001696","办公边台","1500*700*800","钢木结构",1765,"昆明科奥特实验室设备有限公司",null,"中国","2011-11-01","教学","呈贡校区建设费","毛文元"]
[415,"过程装备与控制工程专业实验室","2011001697","办公边台","1500*700*800","钢木结构",1765,"昆明科奥特实验室设备有限公司",null,"中国","2011-11-01","教学","呈贡校区建设费","毛文元"]
[416,"过程装备与控制工程专业实验室","2011001698","办公边台","1500*700*800","钢木结构",1765,"昆明科奥特实验室设备有限公司",null,"中国","2011-11-01","教学","呈贡校区建设费","毛文元"]
[417,"过程装备与控制工程专业实验室","2011001699","办公边台","1500*700*800","钢木结构",1765,"昆明科奥特实验室设备有限公司",null,"中国","2011-11-01","教学","呈贡校区建设费","毛文元"]
[418,"过程装备与控制工程专业实验室","2011001700","办公边台","1500*700*800","钢木结构",1765,"昆明科奥特实验室设备有限公司",null,"中国","2011-11-01","教学","呈贡校区建设费","毛文元"]
[419,"过程装备与控制工程专业实验室","2011001701","办公边台","1500*700*800","钢木结构",1765,"昆明科奥特实验室设备有限公司",null,"中国","2011-11-01","教学","呈贡校区建设费","毛文元"]
[420,"过程装备与控制工程专业实验室","2011001702","办公边台","1500*700*800","钢木结构",1765,"昆明科奥特实验室设备有限公司",null,"中国","2011-11-01","教学","呈贡校区建设费","毛文元"]
[421,"过程装备与控制工程专业实验室","2011001703","办公边台","1500*700*800","钢木结构",1765,"昆明科奥特实验室设备有限公司",null,"中国","2011-11-01","教学","呈贡校区建设费","毛文元"]
[422,"过程装备与控制工程专业实验室","2011001704","办公边台","1500*700*800","钢木结构",1765,"昆明科奥特实验室设备有限公司",null,"中国","2011-11-01","教学","呈贡校区建设费","毛文元"]
[423,"过程装备与控制工程专业实验室","2011001705","办公边台","1500*700*800","钢木结构",1765,"昆明科奥特实验室设备有限公司",null,"中国","2011-11-01","教学","呈贡校区建设费","毛文元"]
[424,"过程装备与控制工程专业实验室","2011001706","办公边台","1500*700*800","钢木结构",1765,"昆明科奥特实验室设备有限公司",null,"中国","2011-11-01","教学","呈贡校区建设费","毛文元"]
[425,"过程装备与控制工程专业实验室","2011001707","办公边台","1500*700*800","钢木结构",1765,"昆明科奥特实验室设备有限公司",null,"中国","2011-11-01","教学","呈贡校区建设费","毛文元"]
[426,"过程装备与控制工程专业实验室","2011001708","办公边台","1500*700*800","钢木结构",1765,"昆明科奥特实验室设备有限公司",null,"中国","2011-11-01","教学","呈贡校区建设费","毛文元"]
[427,"过程装备与控制工程专业实验室","2011001709","办公边台","1500*700*800","钢木结构",1765,"昆明科奥特实验室设备有限公司",null,"中国","2011-11-01","教学","呈贡校区建设费","毛文元"]
[428,"过程装备与控制工程专业实验室","2011001710","办公边台","1500*700*800","钢木结构",1765,"昆明科奥特实验室设备有限公司",null,"中国","2011-11-01","教学","呈贡校区建设费","毛文元"]
[429,"过程装备与控制工程专业实验室","2011001711","办公边台","1500*700*800","钢木结构",1765,"昆明科奥特实验室设备有限公司",null,"中国","2011-11-01","教学","呈贡校区建设费","毛文元"]
[430,"过程装备与控制工程专业实验室","2011001712","办公边台","1500*700*800","钢木结构",1765,"昆明科奥特实验室设备有限公司",null,"中国","2011-11-01","教学","呈贡校区建设费","毛文元"]
[431,"过程装备与控制工程专业实验室","2011001713","办公边台","1500*700*800","钢木结构",1765,"昆明科奥特实验室设备有限公司",null,"中国","2011-11-01","教学","呈贡校区建设费","毛文元"]
[432,"过程装备与控制工程专业实验室","2011001714","办公边台","1500*700*800","钢木结构",1765,"昆明科奥特实验室设备有限公司",null,"中国","2011-11-01","教学","呈贡校区建设费","毛文元"]
[433,"过程装备与控制工程专业实验室","2011001715","办公边台","1500*700*800","钢木结构",1765,"昆明科奥特实验室设备有限公司",null,"中国","2011-11-01","教学","呈贡校区建设费","毛文元"]
[434,"过程装备与控制工程专业实验室","2011001716","办公边台","1500*700*800","钢木结构",1765,"昆明科奥特实验室设备有限公司",null,"中国","2011-11-01","教学","呈贡校区建设费","毛文元"]
[435,"过程装备与控制工程专业实验室","2011001717","办公边台","1500*700*800","钢木结构",1765,"昆明科奥特实验室设备有限公司",null,"中国","2011-11-01","教学","呈贡校区建设费","毛文元"]
[436,"过程装备与控制工程专业实验室","2011001718","办公边台","1500*700*800","钢木结构",1765,"昆明科奥特实验室设备有限公司",null,"中国","2011-11-01","教学","呈贡校区建设费","毛文元"]
[437,"过程装备与控制工程专业实验室","2011001719","办公边台","1500*700*800","钢木结构",1765,"昆明科奥特实验室设备有限公司",null,"中国","2011-11-01","教学","呈贡校区建设费","毛文元"]
[438,"过程装备与控制工程专业实验室","2011001720","办公边台","1500*700*800","钢木结构",1765,"昆明科奥特实验室设备有限公司",null,"中国","2011-11-01","教学","呈贡校区建设费","毛文元"]
[439,"过程装备与控制工程专业实验室","2011001721","办公边台","1500*700*800","钢木结构",1765,"昆明科奥特实验室设备有限公司",null,"中国","2011-11-01","教学","呈贡校区建设费","毛文元"]
[440,"过程装备与控制工程专业实验室","2011001722","办公边台","1500*700*800","钢木结构",1765,"昆明科奥特实验室设备有限公司",null,"中国","2011-11-01","教学","呈贡校区建设费","毛文元"]
[441,"过程装备与控制工程专业实验室","2011001723","办公边台","1500*700*800","钢木结构",1765,"昆明科奥特实验室设备有限公司",null,"中国","2011-11-01","教学","呈贡校区建设费","毛文元"]
[442,"过程装备与控制工程专业实验室","2011001724","办公边台","1500*700*800","钢木结构",1765,"昆明科奥特实验室设备有限公司",null,"中国","2011-11-01","教学","呈贡校区建设费","毛文元"]
[443,"过程装备与控制工程专业实验室","2011001725","办公边台","1500*700*800","钢木结构",1765,"昆明科奥特实验室设备有限公司",null,"中国","2011-11-01","教学","呈贡校区建设费","毛文元"]
[444,"过程装备与控制工程专业实验室","2011001726","办公边台","1500*700*800","钢木结构",1765,"昆明科奥特实验室设备有限公司",null,"中国","2011-11-01","教学","呈贡校区建设费","毛文元"]
[445,"过程装备与控制工程专业实验室","2011001727","办公边台","1500*700*800","钢木结构",1765,"昆明科奥特实验室设备有限公司",null,"中国","2011-11-01","教学","呈贡校区建设费","毛文元"]
[446,"过程装备与控制工程专业实验室","2011001728","办公边台","1500*700*800","钢木结构",1765,"昆明科奥特实验室设备有限公司",null,"中国","2011-11-01","教学","呈贡校区建设费","毛文元"]
[447,"过程装备与控制工程专业实验室","2011001729","办公边台","1500*700*800","钢木结构",1765,"昆明科奥特实验室设备有限公司",null,"中国","2011-11-01","教学","呈贡校区建设费","毛文元"]
[448,"过程装备与控制工程专业实验室","2011001730","办公边台","1500*700*800","钢木结构",1765,"昆明科奥特实验室设备有限公司",null,"中国","2011-11-01","教学","呈贡校区建设费","毛文元"]
[449,"过程装备与控制工程专业实验室","2011001731","办公边台","1500*700*800","钢木结构",1765,"昆明科奥特实验室设备有限公司",null,"中国","2011-11-01","教学","呈贡校区建设费","毛文元"]
[450,"过程装备与控制工程专业实验室","2011001732","办公边台","1500*700*800","钢木结构",1765,"昆明科奥特实验室设备有限公司",null,"中国","2011-11-01","教学","呈贡校区建设费","毛文元"]
[451,"过程装备与控制工程专业实验室","2011001733","办公边台","1500*700*800","钢木结构",1765,"昆明科奥特实验室设备有限公司",null,"中国","2011-11-01","教学","呈贡校区建设费","毛文元"]
[452,"过程装备与控制工程专业实验室","2011001734","办公边台","1500*700*800","钢木结构",1765,"昆明科奥特实验室设备有限公司",null,"中国","2011-11-01","教学","呈贡校区建设费","毛文元"]
[453,"过程装备与控制工程专业实验室","2011001735","办公边台","1500*700*800","钢木结构",1765,"昆明科奥特实验室设备有限公司",null,"中国","2011-11-01","教学","呈贡校区建设费","毛文元"]
[454,"过程装备与控制工程专业实验室","2011001736","办公边台","1500*700*800","钢木结构",1765,"昆明科奥特实验室设备有限公司",null,"中国","2011-11-01","教学","呈贡校区建设费","毛文元"]
[455,"过程装备与控制工程专业实验室","2011001737","办公边台","1500*700*800","钢木结构",1765,"昆明科奥特实验室设备有限公司",null,"中国","2011-11-01","教学","呈贡校区建设费","毛文元"]
[456,"过程装备与控制工程专业实验室","2011001738","办公边台","1500*700*800","钢木结构",1765,"昆明科奥特实验室设备有限公司",null,"中国","2011-11-01","教学","呈贡校区建设费","毛文元"]
[457,"过程装备与控制工程专业实验室","2011001739","办公边台","1500*700*800","钢木结构",1765,"昆明科奥特实验室设备有限公司",null,"中国","2011-11-01","教学","呈贡校区建设费","毛文元"]
[458,"过程装备与控制工程专业实验室","2011001740","办公边台","1500*700*800","钢木结构",1765,"昆明科奥特实验室设备有限公司",null,"中国","2011-11-01","教学","呈贡校区建设费","毛文元"]
[459,"过程装备与控制工程专业实验室","2011001741","办公边台","1500*700*800","钢木结构",1765,"昆明科奥特实验室设备有限公司",null,"中国","2011-11-01","教学","呈贡校区建设费","毛文元"]
[460,"过程装备与控制工程专业实验室","2011001742","办公边台","1500*700*800","钢木结构",1765,"昆明科奥特实验室设备有限公司",null,"中国","2011-11-01","教学","呈贡校区建设费","毛文元"]
[461,"过程装备与控制工程专业实验室","2011001743","办公边台","1500*700*800","钢木结构",1765,"昆明科奥特实验室设备有限公司",null,"中国","2011-11-01","教学","呈贡校区建设费","毛文元"]
[462,"过程装备与控制工程专业实验室","2011001744","办公边台","1500*700*800","钢木结构",1765,"昆明科奥特实验室设备有限公司",null,"中国","2011-11-01","教学","呈贡校区建设费","毛文元"]
[463,"过程装备与控制工程专业实验室","2011001745","办公边台","1500*700*800","钢木结构",1765,"昆明科奥特实验室设备有限公司",null,"中国","2011-11-01","教学","呈贡校区建设费","毛文元"]
[464,"过程装备与控制工程专业实验室","2011001746","办公边台","1500*700*800","钢木结构",1765,"昆明科奥特实验室设备有限公司",null,"中国","2011-11-01","教学","呈贡校区建设费","毛文元"]
[465,"过程装备与控制工程专业实验室","2011001747","办公边台","1500*700*800","钢木结构",1765,"昆明科奥特实验室设备有限公司",null,"中国","2011-11-01","教学","呈贡校区建设费","毛文元"]
[466,"过程装备与控制工程专业实验室","2011001748","办公边台","1500*700*800","钢木结构",1765,"昆明科奥特实验室设备有限公司",null,"中国","2011-11-01","教学","呈贡校区建设费","毛文元"]
[467,"过程装备与控制工程专业实验室","2011001749","办公边台","1500*700*800","钢木结构",1765,"昆明科奥特实验室设备有限公司",null,"中国","2011-11-01","教学","呈贡校区建设费","毛文元"]
[468,"过程装备与控制工程专业实验室","2011001750","办公边台","1500*700*800","钢木结构",1765,"昆明科奥特实验室设备有限公司",null,"中国","2011-11-01","教学","呈贡校区建设费","毛文元"]
[469,"过程装备与控制工程专业实验室","2011001751","办公边台","1500*700*800","钢木结构",1765,"昆明科奥特实验室设备有限公司",null,"中国","2011-11-01","教学","呈贡校区建设费","毛文元"]
[470,"过程装备与控制工程专业实验室","2011001752","办公边台","1500*700*800","钢木结构",1765,"昆明科奥特实验室设备有限公司",null,"中国","2011-11-01","教学","呈贡校区建设费","毛文元"]
[471,"过程装备与控制工程专业实验室","2011001753","办公边台","1500*700*800","钢木结构",1765,"昆明科奥特实验室设备有限公司",null,"中国","2011-11-01","教学","呈贡校区建设费","毛文元"]
[472,"过程装备与控制工程专业实验室","2011001754","办公边台","1500*700*800","钢木结构",1765,"昆明科奥特实验室设备有限公司",null,"中国","2011-11-01","教学","呈贡校区建设费","毛文元"]
[473,"过程装备与控制工程专业实验室","2011001755","办公边台","1500*700*800","钢木结构",1765,"昆明科奥特实验室设备有限公司",null,"中国","2011-11-01","教学","呈贡校区建设费","毛文元"]
[474,"过程装备与控制工程专业实验室","2011001756","办公边台","1500*700*800","钢木结构",1765,"昆明科奥特实验室设备有限公司",null,"中国","2011-11-01","教学","呈贡校区建设费","毛文元"]
[475,"过程装备与控制工程专业实验室","2011001757","办公边台","1500*700*800","钢木结构",1765,"昆明科奥特实验室设备有限公司",null,"中国","2011-11-01","教学","呈贡校区建设费","毛文元"]
[476,"过程装备与控制工程专业实验室","2011001758","办公边台","1500*700*800","钢木结构",1765,"昆明科奥特实验室设备有限公司",null,"中国","2011-11-01","教学","呈贡校区建设费","毛文元"]
[477,"过程装备与控制工程专业实验室","2011001759","办公边台","1500*700*800","钢木结构",1765,"昆明科奥特实验室设备有限公司",null,"中国","2011-11-01","教学","呈贡校区建设费","毛文元"]
[478,"过程装备与控制工程专业实验室","2011001760","办公边台","1500*700*800","钢木结构",1765,"昆明科奥特实验室设备有限公司",null,"中国","2011-11-01","教学","呈贡校区建设费","毛文元"]
[479,"过程装备与控制工程专业实验室","2011001761","办公边台","1500*700*800","钢木结构",1765,"昆明科奥特实验室设备有限公司",null,"中国","2011-11-01","教学","呈贡校区建设费","毛文元"]
[480,"过程装备与控制工程专业实验室","2011001762","办公边台","1500*700*800","钢木结构",1765,"昆明科奥特实验室设备有限公司",null,"中国","2011-11-01","教学","呈贡校区建设费","毛文元"]
[481,"过程装备与控制工程专业实验室","2011001763","办公边台","1500*700*800","钢木结构",1765,"昆明科奥特实验室设备有限公司",null,"中国","2011-11-01","教学","呈贡校区建设费","毛文元"]
[482,"过程装备与控制工程专业实验室","2011001764","办公边台","1500*700*800","钢木结构",1765,"昆明科奥特实验室设备有限公司",null,"中国","2011-11-01","教学","呈贡校区建设费","毛文元"]
[483,"过程装备与控制工程专业实验室","2011001765","办公边台","1500*700*800","钢木结构",1765,"昆明科奥特实验室设备有限公司",null,"中国","2011-11-01","教学","呈贡校区建设费","毛文元"]
[484,"过程装备与控制工程专业实验室","2011001766","办公边台","1500*700*800","钢木结构",1765,"昆明科奥特实验室设备有限公司",null,"中国","2011-11-01","教学","呈贡校区建设费","毛文元"]
[485,"过程装备与控制工程专业实验室","2011001767","办公边台","1500*700*800","钢木结构",1765,"昆明科奥特实验室设备有限公司",null,"中国","2011-11-01","教学","呈贡校区建设费","毛文元"]
[486,"过程装备与控制工程专业实验室","2011001768","办公边台","1500*700*800","钢木结构",1765,"昆明科奥特实验室设备有限公司",null,"中国","2011-11-01","教学","呈贡校区建设费","毛文元"]
[487,"过程装备与控制工程专业实验室","2011001769","办公边台","1500*700*800","钢木结构",1765,"昆明科奥特实验室设备有限公司",null,"中国","2011-11-01","教学","呈贡校区建设费","毛文元"]
[488,"过程装备与控制工程专业实验室","2011001770","办公边台","1500*700*800","钢木结构",1765,"昆明科奥特实验室设备有限公司",null,"中国","2011-11-01","教学","呈贡校区建设费","毛文元"]
[489,"过程装备与控制工程专业实验室","2011001771","办公边台","1500*700*800","钢木结构",1765,"昆明科奥特实验室设备有限公司",null,"中国","2011-11-01","教学","呈贡校区建设费","毛文元"]
[490,"过程装备与控制工程专业实验室","2011001772","办公边台","1500*700*800","钢木结构",1765,"昆明科奥特实验室设备有限公司",null,"中国","2011-11-01","教学","呈贡校区建设费","毛文元"]
[491,"过程装备与控制工程专业实验室","2011001773","办公边台","1500*700*800","钢木结构",1765,"昆明科奥特实验室设备有限公司",null,"中国","2011-11-01","教学","呈贡校区建设费","毛文元"]
[492,"过程装备与控制工程专业实验室","2011001774","办公边台","1500*700*800","钢木结构",1765,"昆明科奥特实验室设备有限公司",null,"中国","2011-11-01","教学","呈贡校区建设费","毛文元"]
[493,"过程装备与控制工程专业实验室","2011001775","办公边台","1500*700*800","钢木结构",1765,"昆明科奥特实验室设备有限公司",null,"中国","2011-11-01","教学","呈贡校区建设费","毛文元"]
[494,"过程装备与控制工程专业实验室","2011001776","办公边台","1500*700*800","钢木结构",1765,"昆明科奥特实验室设备有限公司",null,"中国","2011-11-01","教学","呈贡校区建设费","毛文元"]
[495,"过程装备与控制工程专业实验室","2011001777","办公边台","1500*700*800","钢木结构",1765,"昆明科奥特实验室设备有限公司",null,"中国","2011-11-01","教学","呈贡校区建设费","毛文元"]
[496,"过程装备与控制工程专业实验室","2011001778","办公边台","1500*700*800","钢木结构",1765,"昆明科奥特实验室设备有限公司",null,"中国","2011-11-01","教学","呈贡校区建设费","毛文元"]
[497,"过程装备与控制工程专业实验室","2011001779","办公边台","1500*700*800","钢木结构",1765,"昆明科奥特实验室设备有限公司",null,"中国","2011-11-01","教学","呈贡校区建设费","毛文元"]
[498,"过程装备与控制工程专业实验室","2017005435","安装盒","QAZH-03","240*160*120",1000,"无锡市厚德自动化仪表有限公司","厚德","中国","2017-09-08","科研","科研费","毛文元"]
[499,"过程装备与控制工程专业实验室","19920009","X射线探伤机","XX-2005A","*",15429.8,"上海探伤机厂",null,"中国","1992-12-01","教学","教学设备费","毛文元"]
["合计","499台套",{"$nulls":3},"原值",3230376.42,"元"]

{"sheet":"大型精密分析仪器实验室","index":6,"n_rows":17,"n_cols":14,"rows_kept":17,"merged":[[0,0,0,13]],"flags":["formulas_cached_only"]}
["大型精密分析仪器实验室设备配置（2018年4月）"]
["序号","实验室","资产条码","资产名称","型号规格","技术指标","单价","生产厂家","品牌","生产国别","购置日期","使用方向","经费来源","保管人"]
[1,"大型精密分析仪器实验室","20164d0251","原位傅里叶红外光谱仪","VERTEX 70","分辨率：0.2 cm-1，连续可调,信噪比：优于50,000:1;光谱范围：8,000-50 cm-1 ",373934.61,"布鲁克香港有限公司","布鲁克","德国","2013-07-08","教学","德元贷款","司甜"]
[2,"大型精密分析仪器实验室","2016012548","易燃品毒害品储存柜","DPG-02、900*510*1990","重量155KG、机械锁",12600,"浙江联盈教育装备有限公司","联盈","中国","2016-07-12","教学","中央财政专项资金","刘晓波"]
[3,"大型精密分析仪器实验室","2015014754","台式扫描电镜","VEGA3-SBH","放大倍率：4.5倍－1000,000倍，可连续调整",994000,"捷克TESCAN","TESCAN","捷克","2013-07-12","科研","中央财政专项资金"]
[4,"大型精密分析仪器实验室","2017002041","全自动元素分析仪","EA2400II","测试精确度0.2%分析用Ar时准确度≤0.5%精度≤0.4%",495000,"美国珀金埃尔默仪器有限公司","PE","美国","2014-11-03","科研","中央财政专项资金","张恒"]
[5,"大型精密分析仪器实验室","2016012549","强酸耐腐蚀柜","FYG-02、900*45*1800","耐强酸、耐强碱、抗腐蚀",4800,"浙江联盈教育设备有限公司","联盈","中国","2016-07-12","教学","中央财政专项资金","刘晓波"]
[6,"大型精密分析仪器实验室","2016012550","强酸耐腐蚀柜","FYG-02、900*45*1800","耐强酸、耐强碱、抗腐蚀",4800,"浙江联盈教育设备有限公司","联盈","中国","2016-07-12","教学","中央财政专项资金","刘晓波"]
[7,"大型精密分析仪器实验室","2016012551","强酸耐腐蚀柜","FYG-02、900*45*1800","耐强酸、耐强碱、抗腐蚀",4800,"浙江联盈教育设备有限公司","联盈","中国","2016-07-12","教学","中央财政专项资金","刘晓波"]
[8,"大型精密分析仪器实验室","2016012552","强酸耐腐蚀柜","FYG-02、900*45*1800","耐强酸、耐强碱、抗腐蚀",4800,"浙江联盈教育设备有限公司","联盈","中国","2016-07-12","教学","中央财政专项资金","刘晓波"]
[9,"大型精密分析仪器实验室","2016012553","强酸耐腐蚀柜","FYG-02、900*45*1800","耐强酸、耐强碱、抗腐蚀",4800,"浙江联盈教育设备有限公司","联盈","中国","2016-07-12","教学","中央财政专项资金","刘晓波"]
[10,"大型精密分析仪器实验室","2014003410","气相色谱-质谱联用仪","7890A/5975C","质量数范围：1.6～1050amu，以0.1amu递增",657000,"美国安捷伦科技有限公司","美国安捷伦","美国","2013-07-12","教学","中央财政专项资金","司甜"]
[11,"大型精密分析仪器实验室","20164d0191","纳米粒度、电位和分子量测定仪","Zetasizer NANO ZS90","粒子测定方法：采用经典的DLS方法,测量范围：0.3nm~6μm；ZETA电位可测量粒径范围：3 nm~100 μm；",266808.66,"马尔文仪器公司","马尔文","英国","2013-07-08","教学","德元贷款","司甜"]
[12,"大型精密分析仪器实验室","2014003409","量热仪","C2000","测量范围：最大可达40,000J；温度分辨率：0.0001℃",265000,"德国IKA公司","德国IKA","德国","2013-07-12","教学","中央财政专项资金","陶军"]
[13,"大型精密分析仪器实验室","20065517","粉末压片机模具","不锈钢","直径10mm",1048,"天津科器高新技术公司",null,"中国","2006-11-01","教学","教学设备费","赵榆林"]
[14,"大型精密分析仪器实验室","2017002040","等离子体发射光谱仪","optima8000","在200nm处时，光学分辨率为≤0.007nm",550000,"美国珀金埃尔默仪器有限公司","PE","美国","2014-11-03","科研","中央财政专项资金","张恒"]
["合计","2286台套",null,"设备原值",null,null,3639391.27,{"$nulls":6},"元"]

{"sheet":"化工虚拟仿真实验室","index":7,"n_rows":567,"n_cols":14,"rows_kept":567,"merged":[[0,0,0,13]],"flags":["formulas_cached_only"]}
["化工虚拟仿真实验室设备配置（2018年4月）"]
["序号","实验室","资产条码","资产名称","型号规格","技术指标","单价","生产厂家","品牌","生产国别","购置日期","使用方向","经费来源","保管人"]
[1,"化工虚拟仿真实验室","20154d0458","微型计算机","9020MT","Intel Core I5-4570/4G DDR3/500G/22\"",5882.37,"戴尔公司/北京万润国际科技有限公司(代理）","戴尔","中国","2013-07-08","教学","德元贷款","张恒"]
[2,"化工虚拟仿真实验室","20154d0459","微型计算机","9020MT","Intel Core I5-4570/4G DDR3/500G/22\"",5882.37,"戴尔公司/北京万润国际科技有限公司(代理）","戴尔","中国","2013-07-08","教学","德元贷款","张恒"]
[3,"化工虚拟仿真实验室","20154d0460","微型计算机","9020MT","Intel Core I5-4570/4G DDR3/500G/22\"",5882.37,"戴尔公司/北京万润国际科技有限公司(代理）","戴尔","中国","2013-07-08","教学","德元贷款","张恒"]
[4,"化工虚拟仿真实验室","20154d0461","微型计算机","9020MT","Intel Core I5-4570/4G DDR3/500G/22\"",5882.37,"戴尔公司/北京万润国际科技有限公司(代理）","戴尔","中国","2013-07-08","教学","德元贷款","张恒"]
[5,"化工虚拟仿真实验室","20154d0462","微型计算机","9020MT","Intel Core I5-4570/4G DDR3/500G/22\"",5882.37,"戴尔公司/北京万润国际科技有限公司(代理）","戴尔","中国","2013-07-08","教学","德元贷款","张恒"]
[6,"化工虚拟仿真实验室","20154d0463","微型计算机","9020MT","Intel Core I5-4570/4G DDR3/500G/22\"",5882.37,"戴尔公司/北京万润国际科技有限公司(代理）","戴尔","中国","2013-07-08","教学","德元贷款","张恒"]
[7,"化工虚拟仿真实验室","20154d0464","微型计算机","9020MT","Intel Core I5-4570/4G DDR3/500G/22\"",5882.37,"戴尔公司/北京万润国际科技有限公司(代理）","戴尔","中国","2013-07-08","教学","德元贷款","张恒"]
[8,"化工虚拟仿真实验室","20154d0465","微型计算机","9020MT","Intel Core I5-4570/4G DDR3/500G/22\"",5882.37,"戴尔公司/北京万润国际科技有限公司(代理）","戴尔","中国","2013-07-08","教学","德元贷款","张恒"]
[9,"化工虚拟仿真实验室","20154d0466","微型计算机","9020MT","Intel Core I5-4570/4G DDR3/500G/22\"",5882.37,"戴尔公司/北京万润国际科技有限公司(代理）","戴尔","中国","2013-07-08","教学","德元贷款","张恒"]
[10,"化工虚拟仿真实验室","20154d0467","微型计算机","9020MT","Intel Core I5-4570/4G DDR3/500G/22\"",5882.37,"戴尔公司/北京万润国际科技有限公司(代理）","戴尔","中国","2013-07-08","教学","德元贷款","张恒"]
[11,"化工虚拟仿真实验室","20154d0468","微型计算机","9020MT","Intel Core I5-4570/4G DDR3/500G/22\"",5882.37,"戴尔公司/北京万润国际科技有限公司(代理）","戴尔","中国","2013-07-08","教学","德元贷款","张恒"]
[12,"化工虚拟仿真实验室","20154d0469","微型计算机","9020MT","Intel Core I5-4570/4G DDR3/500G/22\"",5882.37,"戴尔公司/北京万润国际科技有限公司(代理）","戴尔","中国","2013-07-08","教学","德元贷款","张恒"]
[13,"化工虚拟仿真实验室","20154d0470","微型计算机","9020MT","Intel Core I5-4570/4G DDR3/500G/22\"",5882.37,"戴尔公司/北京万润国际科技有限公司(代理）","戴尔","中国","2013-07-08","教学","德元贷款","张恒"]
[14,"化工虚拟仿真实验室","20154d0471","微型计算机","9020MT","Intel Core I5-4570/4G DDR3/500G/22\"",5882.37,"戴尔公司/北京万润国际科技有限公司(代理）","戴尔","中国","2013-07-08","教学","德元贷款","张恒"]
[15,"化工虚拟仿真实验室","20154d0472","微型计算机","9020MT","Intel Core I5-4570/4G DDR3/500G/22\"",5882.37,"戴尔公司/北京万润国际科技有限公司(代理）","戴尔","中国","2013-07-08","教学","德元贷款","张恒"]
[16,"化工虚拟仿真实验室","20154d0473","微型计算机","9020MT","Intel Core I5-4570/4G DDR3/500G/22\"",5882.37,"戴尔公司/北京万润国际科技有限公司(代理）","戴尔","中国","2013-07-08","教学","德元贷款","张恒"]
[17,"化工虚拟仿真实验室","20154d0474","微型计算机","9020MT","Intel Core I5-4570/4G DDR3/500G/22\"",5882.37,"戴尔公司/北京万润国际科技有限公司(代理）","戴尔","中国","2013-07-08","教学","德元贷款","张恒"]
[18,"化工虚拟仿真实验室","20154d0475","微型计算机","9020MT","Intel Core I5-4570/4G DDR3/500G/22\"",5882.37,"戴尔公司/北京万润国际科技有限公司(代理）","戴尔","中国","2013-07-08","教学","德元贷款","张恒"]
[19,"化工虚拟仿真实验室","20154d0476","微型计算机","9020MT","Intel Core I5-4570/4G DDR3/500G/22\"",5882.37,"戴尔公司/北京万润国际科技有限公司(代理）","戴尔","中国","2013-07-08","教学","德元贷款","张恒"]
[20,"化工虚拟仿真实验室","20154d0477","微型计算机","9020MT","Intel Core I5-4570/4G DDR3/500G/22\"",5882.37,"戴尔公司/北京万润国际科技有限公司(代理）","戴尔","中国","2013-07-08","教学","德元贷款","张恒"]
[21,"化工虚拟仿真实验室","20154d0478","微型计算机","9020MT","Intel Core I5-4570/4G DDR3/500G/22\"",5882.37,"戴尔公司/北京万润国际科技有限公司(代理）","戴尔","中国","2013-07-08","教学","德元贷款","张恒"]
[22,"化工虚拟仿真实验室","20154d0479","微型计算机","9020MT","Intel Core I5-4570/4G DDR3/500G/22\"",5882.37,"戴尔公司/北京万润国际科技有限公司(代理）","戴尔","中国","2013-07-08","教学","德元贷款","张恒"]
[23,"化工虚拟仿真实验室","20154d0480","微型计算机","9020MT","Intel Core I5-4570/4G DDR3/500G/22\"",5882.37,"戴尔公司/北京万润国际科技有限公司(代理）","戴尔","中国","2013-07-08","教学","德元贷款","张恒"]
[24,"化工虚拟仿真实验室","20154d0481","微型计算机","9020MT","Intel Core I5-4570/4G DDR3/500G/22\"",5882.37,"戴尔公司/北京万润国际科技有限公司(代理）","戴尔","中国","2013-07-08","教学","德元贷款","张恒"]
[25,"化工虚拟仿真实验室","20154d0482","微型计算机","9020MT","Intel Core I5-4570/4G DDR3/500G/22\"",5882.37,"戴尔公司/北京万润国际科技有限公司(代理）","戴尔","中国","2013-07-08","教学","德元贷款","张恒"]
[26,"化工虚拟仿真实验室","20154d0483","微型计算机","9020MT","Intel Core I5-4570/4G DDR3/500G/22\"",5882.37,"戴尔公司/北京万润国际科技有限公司(代理）","戴尔","中国","2013-07-08","教学","德元贷款","张恒"]
[27,"化工虚拟仿真实验室","20154d0484","微型计算机","9020MT","Intel Core I5-4570/4G DDR3/500G/22\"",5882.37,"戴尔公司/北京万润国际科技有限公司(代理）","戴尔","中国","2013-07-08","教学","德元贷款","张恒"]
[28,"化工虚拟仿真实验室","20154d0485","微型计算机","9020MT","Intel Core I5-4570/4G DDR3/500G/22\"",5882.37,"戴尔公司/北京万润国际科技有限公司(代理）","戴尔","中国","2013-07-08","教学","德元贷款","张恒"]
[29,"化工虚拟仿真实验室","20154d0486","微型计算机","9020MT","Intel Core I5-4570/4G DDR3/500G/22\"",5882.37,"戴尔公司/北京万润国际科技有限公司(代理）","戴尔","中国","2013-07-08","教学","德元贷款","张恒"]
[30,"化工虚拟仿真实验室","20154d0487","微型计算机","9020MT","Intel Core I5-4570/4G DDR3/500G/22\"",5882.37,"戴尔公司/北京万润国际科技有限公司(代理）","戴尔","中国","2013-07-08","教学","德元贷款","张恒"]
[31,"化工虚拟仿真实验室","20154d0488","微型计算机","9020MT","Intel Core I5-4570/4G DDR3/500G/22\"",5882.37,"戴尔公司/北京万润国际科技有限公司(代理）","戴尔","中国","2013-07-08","教学","德元贷款","张恒"]
[32,"化工虚拟仿真实验室","20154d0489","微型计算机","9020MT","Intel Core I5-4570/4G DDR3/500G/22\"",5882.37,"戴尔公司/北京万润国际科技有限公司(代理）","戴尔","中国","2013-07-08","教学","德元贷款","张恒"]
[33,"化工虚拟仿真实验室","20154d0440","实验指导软件组","RJ201","学生自主实验计算机仿真指导软件组（共18单件）",1925.14,"华东理工大学化学工程与工艺实验中心","ECUST","中国","2013-07-08","教学","德元贷款","张恒"]
[34,"化工虚拟仿真实验室","20154d0441","实验指导软件组","RJ201","学生自主实验计算机仿真指导软件组（共18单件）",1925.14,"华东理工大学化学工程与工艺实验中心","ECUST","中国","2013-07-08","教学","德元贷款","张恒"]
[35,"化工虚拟仿真实验室","20154d0442","实验指导软件组","RJ201","学生自主实验计算机仿真指导软件组（共18单件）",1925.14,"华东理工大学化学工程与工艺实验中心","ECUST","中国","2013-07-08","教学","德元贷款","张恒"]
[36,"化工虚拟仿真实验室","20154d0443","实验指导软件组","RJ201","学生自主实验计算机仿真指导软件组（共18单件）",1925.14,"华东理工大学化学工程与工艺实验中心","ECUST","中国","2013-07-08","教学","德元贷款","张恒"]
[37,"化工虚拟仿真实验室","20154d0444","实验指导软件组","RJ201","学生自主实验计算机仿真指导软件组（共18单件）",1925.14,"华东理工大学化学工程与工艺实验中心","ECUST","中国","2013-07-08","教学","德元贷款","张恒"]
[38,"化工虚拟仿真实验室","20154d0445","实验指导软件组","RJ201","学生自主实验计算机仿真指导软件组（共18单件）",1925.14,"华东理工大学化学工程与工艺实验中心","ECUST","中国","2013-07-08","教学","德元贷款","张恒"]
[39,"化工虚拟仿真实验室","20154d0446","实验指导软件组","RJ201","学生自主实验计算机仿真指导软件组（共18单件）",1925.14,"华东理工大学化学工程与工艺实验中心","ECUST","中国","2013-07-08","教学","德元贷款","张恒"]
[40,"化工虚拟仿真实验室","20154d0447","实验指导软件组","RJ201","学生自主实验计算机仿真指导软件组（共18单件）",1925.14,"华东理工大学化学工程与工艺实验中心","ECUST","中国","2013-07-08","教学","德元贷款","张恒"]
[41,"化工虚拟仿真实验室","20154d0448","实验指导软件组","RJ201","学生自主实验计算机仿真指导软件组（共18单件）",1925.14,"华东理工大学化学工程与工艺实验中心","ECUST","中国","2013-07-08","教学","德元贷款","张恒"]
[42,"化工虚拟仿真实验室","20154d0449","实验指导软件组","RJ201","学生自主实验计算机仿真指导软件组（共18单件）",1925.14,"华东理工大学化学工程与工艺实验中心","ECUST","中国","2013-07-08","教学","德元贷款","张恒"]
[43,"化工虚拟仿真实验室","20154d0450","实验指导软件组","RJ201","学生自主实验计算机仿真指导软件组（共18单件）",1925.14,"华东理工大学化学工程与工艺实验中心","ECUST","中国","2013-07-08","教学","德元贷款","张恒"]
[44,"化工虚拟仿真实验室","20154d0451","实验指导软件组","RJ201","学生自主实验计算机仿真指导软件组（共18单件）",1925.14,"华东理工大学化学工程与工艺实验中心","ECUST","中国","2013-07-08","教学","德元贷款","张恒"]
[45,"化工虚拟仿真实验室","20154d0452","实验指导软件组","RJ201","学生自主实验计算机仿真指导软件组（共18单件）",1925.14,"华东理工大学化学工程与工艺实验中心","ECUST","中国","2013-07-08","教学","德元贷款","张恒"]
[46,"化工虚拟仿真实验室","20154d0453","实验指导软件组","RJ201","学生自主实验计算机仿真指导软件组（共18单件）",1925.14,"华东理工大学化学工程与工艺实验中心","ECUST","中国","2013-07-08","教学","德元贷款","张恒"]
[47,"化工虚拟仿真实验室","20154d0454","实验指导软件组","RJ201","学生自主实验计算机仿真指导软件组（共18单件）",1925.14,"华东理工大学化学工程与工艺实验中心","ECUST","中国","2013-07-08","教学","德元贷款","张恒"]
[48,"化工虚拟仿真实验室","20154d0455","实验指导软件组","RJ201","学生自主实验计算机仿真指导软件组（共18单件）",1925.14,"华东理工大学化学工程与工艺实验中心","ECUST","中国","2013-07-08","教学","德元贷款","张恒"]
[49,"化工虚拟仿真实验室","20154d0456","实验指导软件组","RJ201","学生自主实验计算机仿真指导软件组（共18单件）",1925.14,"华东理工大学化学工程与工艺实验中心","ECUST","中国","2013-07-08","教学","德元贷款","张恒"]
[50,"化工虚拟仿真实验室","20154d0457","实验指导软件组","RJ201","学生自主实验计算机仿真指导软件组（共18单件）",1925.14,"华东理工大学化学工程与工艺实验中心","ECUST","中国","2013-07-08","教学","德元贷款","张恒"]
[51,"化工虚拟仿真实验室","2015013913","计算机仿真投影系统","TP-LINK","提供24个10/100M自适应RJ45端口，端口实现线速转发",115850,"北京鸿合盛视数字媒体技术有限公司","日立","中国","2012-01-20","教学","中央财政专项资金","张恒"]
[1774,{"$nulls":4},"设备原值",338738.3600000002,{"$nulls":6},"元"]
[1775]
[1776]
[1777]
[1778]
[1779]
[1780]
[1781]
[1782]
[1783]
[1784]
[1785]
[1786]
[1787]
[1788]
[1789]
[1790]
[1791]
[1792]
[1793]
[1794]
[1795]
[1796]
[1797]
[1798]
[1799]
[1800]
[1801]
[1802]
[1803]
[1804]
[1805]
[1806]
[1807]
[1808]
[1809]
[1810]
[1811]
[1812]
[1813]
[1814]
[1815]
[1816]
[1817]
[1818]
[1819]
[1820]
[1821]
[1822]
[1823]
[1824]
[1825]
[1826]
[1827]
[1828]
[1829]
[1830]
[1831]
[1832]
[1833]
[1834]
[1835]
[1836]
[1837]
[1838]
[1839]
[1840]
[1841]
[1842]
[1843]
[1844]
[1845]
[1846]
[1847]
[1848]
[1849]
[1850]
[1851]
[1852]
[1853]
[1854]
[1855]
[1856]
[1857]
[1858]
[1859]
[1860]
[1861]
[1862]
[1863]
[1864]
[1865]
[1866]
[1867]
[1868]
[1869]
[1870]
[1871]
[1872]
[1873]
[1874]
[1875]
[1876]
[1877]
[1878]
[1879]
[1880]
[1881]
[1882]
[1883]
[1884]
[1885]
[1886]
[1887]
[1888]
[1889]
[1890]
[1891]
[1892]
[1893]
[1894]
[1895]
[1896]
[1897]
[1898]
[1899]
[1900]
[1901]
[1902]
[1903]
[1904]
[1905]
[1906]
[1907]
[1908]
[1909]
[1910]
[1911]
[1912]
[1913]
[1914]
[1915]
[1916]
[1917]
[1918]
[1919]
[1920]
[1921]
[1922]
[1923]
[1924]
[1925]
[1926]
[1927]
[1928]
[1929]
[1930]
[1931]
[1932]
[1933]
[1934]
[1935]
[1936]
[1937]
[1938]
[1939]
[1940]
[1941]
[1942]
[1943]
[1944]
[1945]
[1946]
[1947]
[1948]
[1949]
[1950]
[1951]
[1952]
[1953]
[1954]
[1955]
[1956]
[1957]
[1958]
[1959]
[1960]
[1961]
[1962]
[1963]
[1964]
[1965]
[1966]
[1967]
[1968]
[1969]
[1970]
[1971]
[1972]
[1973]
[1974]
[1975]
[1976]
[1977]
[1978]
[1979]
[1980]
[1981]
[1982]
[1983]
[1984]
[1985]
[1986]
[1987]
[1988]
[1989]
[1990]
[1991]
[1992]
[1993]
[1994]
[1995]
[1996]
[1997]
[1998]
[1999]
[2000]
[2001]
[2002]
[2003]
[2004]
[2005]
[2006]
[2007]
[2008]
[2009]
[2010]
[2011]
[2012]
[2013]
[2014]
[2015]
[2016]
[2017]
[2018]
[2019]
[2020]
[2021]
[2022]
[2023]
[2024]
[2025]
[2026]
[2027]
[2028]
[2029]
[2030]
[2031]
[2032]
[2033]
[2034]
[2035]
[2036]
[2037]
[2038]
[2039]
[2040]
[2041]
[2042]
[2043]
[2044]
[2045]
[2046]
[2047]
[2048]
[2049]
[2050]
[2051]
[2052]
[2053]
[2054]
[2055]
[2056]
[2057]
[2058]
[2059]
[2060]
[2061]
[2062]
[2063]
[2064]
[2065]
[2066]
[2067]
[2068]
[2069]
[2070]
[2071]
[2072]
[2073]
[2074]
[2075]
[2076]
[2077]
[2078]
[2079]
[2080]
[2081]
[2082]
[2083]
[2084]
[2085]
[2086]
[2087]
[2088]
[2089]
[2090]
[2091]
[2092]
[2093]
[2094]
[2095]
[2096]
[2097]
[2098]
[2099]
[2100]
[2101]
[2102]
[2103]
[2104]
[2105]
[2106]
[2107]
[2108]
[2109]
[2110]
[2111]
[2112]
[2113]
[2114]
[2115]
[2116]
[2117]
[2118]
[2119]
[2120]
[2121]
[2122]
[2123]
[2124]
[2125]
[2126]
[2127]
[2128]
[2129]
[2130]
[2131]
[2132]
[2133]
[2134]
[2135]
[2136]
[2137]
[2138]
[2139]
[2140]
[2141]
[2142]
[2143]
[2144]
[2145]
[2146]
[2147]
[2148]
[2149]
[2150]
[2151]
[2152]
[2153]
[2154]
[2155]
[2156]
[2157]
[2158]
[2159]
[2160]
[2161]
[2162]
[2163]
[2164]
[2165]
[2166]
[2167]
[2168]
[2169]
[2170]
[2171]
[2172]
[2173]
[2174]
[2175]
[2176]
[2177]
[2178]
[2179]
[2180]
[2181]
[2182]
[2183]
[2184]
[2185]
[2186]
[2187]
[2188]
[2189]
[2190]
[2191]
[2192]
[2193]
[2194]
[2195]
[2196]
[2197]
[2198]
[2199]
[2200]
[2201]
[2202]
[2203]
[2204]
[2205]
[2206]
[2207]
[2208]
[2209]
[2210]
[2211]
[2212]
[2213]
[2214]
[2215]
[2216]
[2217]
[2218]
[2219]
[2220]
[2221]
[2222]
[2223]
[2224]
[2225]
[2226]
[2227]
[2228]
[2229]
[2230]
[2231]
[2232]
[2233]
[2234]
[2235]
[2236]
[2237]
[2238]
[2239]
[2240]
[2241]
[2242]
[2243]
[2244]
[2245]
[2246]
[2247]
[2248]
[2249]
[2250]
[2251]
[2252]
[2253]
[2254]
[2255]
[2256]
[2257]
[2258]
[2259]
[2260]
[2261]
[2262]
[2263]
[2264]
[2265]
[2266]
[2267]
[2268]
[2269]
[2270]
[2271]
[2272]
[2273]
[2274]
[2275]
[2276]
[2277]
[2278]
[2279]
[2280]
[2281]
[2282]
[2283]
[2284]
[2285]
[2286]
["合计"]

{"sheet":"综合办","index":8,"n_rows":698,"n_cols":14,"rows_kept":698,"merged":[[0,0,0,13]],"flags":["formulas_cached_only"]}
["化工实验中心实验室设备配置总表（2018年4月）"]
["序号","实验室","资产条码","资产名称","型号规格","技术指标","单价","生产厂家","品牌","生产国别","购置日期","使用方向","经费来源","保管人"]
[1,"化工学院综合办","11026968","组合训练器","SL-9047","600*145*133cm",7800,"昆明侠乐玩具厂",null,"中国","2011-11-01","行政（党政部门）","教学设备费","赵榆林"]
[2,"化工学院综合办","11026967","自动式划船器","SL-9038","120*11cm",2480,"昆明侠乐玩具厂",null,"中国","2011-11-01","行政（党政部门）","教学设备费","赵榆林"]
[3,"化工学院综合办","20120588","专业音箱","YAMAHA A12","OH01180",3800,"雅马哈乐器公司",null,"中国","2012-04-01","行政（党政部门）","业务费","李燕"]
[4,"化工学院综合办","20120590","专业功放","DACO PA-600","P50WXP50W",3400,"森尼永昌公司",null,"中国","2012-04-01","行政（党政部门）","业务费","李燕"]
[5,"化工学院综合办","2017006463","主席条桌","2100*760/Z-2021","0.6mm厚天然胡桃木皮饰面",1277,"中山优冠家具制造有限公司","优茂","中国","2017-12-14","行政（党政部门）","教学设备费","李燕"]
[6,"化工学院综合办","2017006464","主席条桌","1400*760/Z-2014","0.6mm厚天然胡桃木皮饰面",1000,"中山优冠家具制造有限公司","优茂","中国","2017-12-14","行政（党政部门）","教学设备费","李燕"]
[7,"化工学院综合办","2017006465","主席条桌","1400*760/Z-2014","0.6mm厚天然胡桃木皮饰面",1000,"中山优冠家具制造有限公司","优茂","中国","2017-12-14","行政（党政部门）","教学设备费","李燕"]
[8,"化工学院综合办","2t030469","整容镜","*","*",4600,"昆明制镜厂",null,"中国","2003-09-01","教学","教学设备费","李燕"]
[9,"化工学院综合办","20058717","音响组合","ALES AC-138","2*500W",16170,"广州东方音响器材厂",null,"中国","2005-12-01","行政（党政部门）","业务费","袁敬"]
[10,"化工学院综合办","20058718","音响组合","KIM K-450","2*150W",10830,"广州东方音响器材厂",null,"中国","2005-12-01","行政（党政部门）","业务费","袁敬"]
[11,"化工学院综合办","20055457","音箱","MRTAK MK-8","30Hz-16000Hz",1200,"广州雷诺舞台音响公司",null,"中国","2005-10-01","教学","教学设备费","袁敬"]
[12,"化工学院综合办","20055460","音箱","MRTAK MK-8","30Hz-16000Hz",1200,"MRTAK公司",null,"澳大利亚","2005-10-01","教学","教学设备费","袁敬"]
[13,"化工学院综合办","20044790","移动硬盘","IBM 60G","*",1150,"无",null,"中国","2004-11-01","行政（党政部门）","教学设备费","钱伟民"]
[14,"化工学院综合办","2017006466","演讲台","750*1100/J-189","0.6mm厚天然胡桃木皮饰面",1110,"中山优冠家具制造有限公司","优茂","中国","2017-12-14","行政（党政部门）","教学设备费","李燕"]
[15,"化工学院综合办","20120589","效果器","KULEDY DSP-P00","220V，50/60HZ",1650,"森尼永昌公司",null,"中国","2012-04-01","行政（党政部门）","业务费","李燕"]
[16,"化工学院综合办","20120591","无线话筒",null,"520MHZ-820MHZ",2740,"恩平天一电子厂",null,"中国","2012-04-01","行政（党政部门）","业务费","李燕"]
[17,"化工学院综合办","20070340","微型计算机(主机)","兼容机","AMD3800+/1G/80G",4338,"昆明威达电脑经营部",null,"中国","2007-03-01","行政（党政部门）","业务费","张祎颖"]
[18,"化工学院综合办","20101563","微型计算机(主机)","兼容机","CPUi3530/500G/2G",2820,"云南金利科技公司",null,"中国","2010-04-01","行政（党政部门）","业务费","杜勇"]
[19,"化工学院综合办","20101564","微型计算机(主机)","兼容机","CPUi3530/500G/2G",2820,"云南金利科技公司",null,"中国","2010-04-01","行政（党政部门）","业务费","杜勇"]
[20,"化工学院综合办","11026431","微型计算机","DELL 260","i3-2100/2G/500G/19\"",4800,"戴尔有限公司",null,"中国","2011-10-01","行政（党政部门）","自筹经费","钱伟民"]
[21,"化工学院综合办","11026945","微型计算机","兼容机","i5-2300/4G/500G/24\"",5200,"南方电脑公司",null,"中国","2011-11-01","行政（党政部门）","业务费","唐晓宁"]
[22,"化工学院综合办","11027157","微型计算机","兼容机","i3-2100/4G/500G/19\"",5000,"昆明易盟电脑公司",null,"中国","2011-11-01","行政（党政部门）","业务费","杜勇"]
[23,"化工学院综合办","20014384","微型计算机","启天","*",7810,"无",null,"中国","2001-11-01","行政（党政部门）","教学设备费","刘晓波"]
[24,"化工学院综合办","20050300","微型计算机","联想1066","*",6999,"联想集团",null,"中国","2005-01-01","行政（党政部门）","业务费","贾庆明"]
[25,"化工学院综合办","20064924","微型计算机","联想M5100","CPU1.8G/512M/60G/14\"",7499,"联想集团",null,"中国","2006-11-01","行政（党政部门）","自筹经费","朱正良"]
[26,"化工学院综合办","20072832","微型计算机","兼容机","AMD3800+/80G/17寸",6000,"昆明杰浩电脑公司",null,"中国","2007-09-01","行政（党政部门）","业务费","袁敬"]
[27,"化工学院综合办","20072833","微型计算机","兼容机","AMD3800+/80G/17寸",6000,"昆明杰浩电脑公司",null,"中国","2007-09-01","行政（党政部门）","业务费","袁敬"]
[28,"化工学院综合办","2011000899","微型计算机","戴尔390MT","i5-2400/4G/500G/20寸LCD",6150,"戴尔中国有限公司",null,"中国","2011-11-01","行政（党政部门）","呈贡校区建设费","刘晓波"]
[29,"化工学院综合办","20120133","微型计算机","惠普 14VI-XM878","CPU2.0双核/320G",4300,"惠普公司",null,"中国","2012-01-01","行政（党政部门）","业务费","张祎颖"]
[30,"化工学院综合办","20120153","微型计算机","惠普 14VI-XM878","CPU2.0双核/320G",4300,"惠普公司",null,"中国","2012-01-01","行政（党政部门）","业务费","张祎颖"]
[31,"化工学院综合办","20120409","微型计算机","兼容机","i3-2100/4G/500G/19寸",5000,"昆明云聚电子公司",null,"中国","2012-03-01","行政（党政部门）","业务费","冷艳"]
[32,"化工学院综合办","20120593","微型计算机","戴尔 XM888DHS","G530/2G/500G/22寸",4800,"戴尔有限公司",null,"中国","2012-04-01","行政（党政部门）","业务费","李燕"]
[33,"化工学院综合办","20121470","微型计算机","三星 9JD96N1","双核2.9/2G/500G/19寸",4000,"三星电子科技公司",null,"中国","2012-11-01","行政（党政部门）","业务费","李斌"]
[34,"化工学院综合办","2014000808","微型计算机","兼容机","希捷500/4G1600/AMD250/三星19",4100,"鑫鸿电脑科技","组装","中国","2013-12-01","行政（党政部门）","业务费","梅毅"]
[35,"化工学院综合办","2016001813","微型计算机","戴尔I5348-R7938T","Win7触控一体机，第四代英特尔酷睿i5-4440s",9000,"戴尔厦门有限公司","戴尔","中国","2016-02-02","教学","业务费","齐毅"]
[36,"化工学院综合办","2016001814","微型计算机","戴尔I5348-R7938T","Win7触控一体机，第四代英特尔酷睿i5-4440s",9000,"戴尔厦门有限公司","戴尔","中国","2016-02-02","教学","业务费","李凯宇"]
[37,"化工学院综合办","2016010784","微型计算机","戴尔OptiPlex 3030 AIO","I3 4160/4G/500G/DVDRW/19.5",4350,"戴尔（中国）有限公司","戴尔","中国","2016-10-26","教学","业务费","钱伟民"]
[38,"化工学院综合办","2016010785","微型计算机","戴尔OptiPlex 3030 AIO","I3 4160/4G/500G/DVDRW/19.5",4350,"戴尔（中国）有限公司","戴尔","中国","2016-10-26","教学","业务费","袁敬"]
[39,"化工学院综合办","2016010832","微型计算机","戴尔OptiPlex 3030 AIO ","I3 4160/4G/500G/DVDRW/19.5",4350,"戴尔（中国）有限公司","戴尔","中国","2016-10-26","教学","业务费","张恒"]
[40,"化工学院综合办","2016010833","微型计算机","戴尔OptiPlex 3030 AIO","I3 4160/4G/500G/DVDRW/19.5",4350,"戴尔（中国）有限公司","戴尔","中国","2016-10-26","教学","业务费","杜勇"]
[41,"化工学院综合办","2017004705","微型计算机","惠普 480 G3 MT","酷睿i5/ 英特尔H110/ 4G /1TB/ 20寸LED",4820,"惠普贸易（上海）有限公司","惠普","中国","2017-06-07","教学","业务费","杨荣"]
[42,"化工学院综合办","2017004706","微型计算机","惠普 480 G3 MT","酷睿i5/ 英特尔H110/ 4G /1TB/ 20寸LED",4820,"惠普贸易（上海）有限公司","惠普","中国","2017-06-07","教学","业务费","司甜"]
[43,"化工学院综合办","2017004707","微型计算机","惠普 480 G3 MT","酷睿i5/ 英特尔H110/ 4G /1TB/ 20寸LED",4820,"惠普贸易（上海）有限公司","惠普","中国","2017-06-07","教学","业务费","刘晓波"]
[44,"化工学院综合办","2017004708","微型计算机","惠普 480 G3 MT","酷睿i5/ 英特尔H110/ 4G /1TB/ 20寸LED",4820,"惠普贸易（上海）有限公司","惠普","中国","2017-06-07","教学","业务费","毛文元"]
[45,"化工学院综合办","2017006979","微型计算机","惠普ProDesk 480 G3 MT","酷睿i7 /英特尔H110/ 4G/ 1TB/ 20寸LED",5590,"惠普贸易（上海）有限公司","惠普","中国","2017-12-14","科研","科研费","李斌"]
[46,"化工学院综合办","80026602","微型计算机","兼容机","AMD5000+/160G/2G",4750,"昆明杰浩电脑公司",null,"中国","2008-11-01","行政（党政部门）","业务费","张祎颖"]
[47,"化工学院综合办","80026603","微型计算机","兼容机","AMD5000+/160G/2G",4750,"昆明杰浩电脑公司",null,"中国","2008-11-01","行政（党政部门）","业务费","张祎颖"]
[48,"化工学院综合办","90024543","微型计算机","联想Y3608","双核2.2G/250G/2G/19\"",3500,"联想集团公司",null,"中国","2009-12-01","行政（党政部门）","业务费","丁玲"]
[49,"化工学院综合办","2015014298","投影仪","爱普生 CB-W28","投影技术 LCD/3000流明",6120,"爱普生（中国）有限公司","爱普生","中国","2015-11-18","行政（党政部门）","其它经费","周宇翔"]
[50,"化工学院综合办","2015014299","投影仪","爱普生 CB-W28","投影技术 LCD/3000流明",6120,"爱普生（中国）有限公司","爱普生","中国","2015-11-18","行政（党政部门）","其它经费","周宇翔"]
[51,"化工学院综合办","20065047","投影机","EPSON EMP-X3","2000流明",12000,"爱普生公司",null,"日本","2006-11-01","行政（党政部门）","业务费","杜勇"]
[52,"化工学院综合办","20073001","投影机","松下PT-LB50U","*",15900,"松下电器公司",null,"中国","2007-01-01","行政（党政部门）","业务费","唐晓宁"]
[53,"化工学院综合办","20120206","投影机","日立 HCP-360X","3500流明",10930,"日立数字映像公司",null,"中国","2012-01-01","行政（党政部门）","自筹经费","钱伟民"]
[54,"化工学院综合办","2017006454","四门书柜","1600*2000/SE-103","0.6mm厚天然胡桃木皮饰面",2148,"中山优冠家具制造有限公司","*","中国","2017-12-13","行政（党政部门）","教学设备费","李燕"]
[55,"化工学院综合办","20091418","双向汽车防盗报警器","2-WAY","*",1100,"广东铁将军防盗公司",null,"中国","2009-05-01","行政（党政部门）","自筹经费","刘晓波"]
[56,"化工学院综合办","20064922","数码相机","尼康E8400","800万像素",7540,"尼康公司",null,"日本","2006-11-01","行政（党政部门）","自筹经费","周宇翔"]
[57,"化工学院综合办","2015000611","数码相机","700D","1800万像素，CMOS图像感应器。",5949,"佳能（中国）有限公司","佳能","中国","2015-01-09","行政（党政部门）","业务费","袁敬"]
[58,"化工学院综合办","2015014337","数码相机","佳能 G16","1/1.7英寸镜头/有效像素1210万",3250,"佳能（中国）有限公司","佳能","中国","2015-11-18","行政（党政部门）","其它经费","周宇翔"]
[59,"化工学院综合办","2013412999","数码复印机","MX-M20608N","每分钟出纸20张",17500,"夏普办公设备(常熟)公司","夏普","中国","2013-11-12","行政（党政部门）","业务费","周宇翔"]
[60,"化工学院综合办","20064923","闪光灯","尼康SB600","24",2050,"尼康公司",null,"日本","2006-11-01","行政（党政部门）","自筹经费","周宇翔"]
[61,"化工学院综合办","20023388","沙发","*","*",4300,"*",null,"中国","2002-12-01","教学","教学设备费","李燕"]
[62,"化工学院综合办","20044794","扫描仪","文本王文豪6800","*",2980,"北京汉王科技公司",null,"中国","2004-11-01","行政（党政部门）","教学设备费","周宇翔"]
[63,"化工学院综合办","11026919","乒乓球桌","双鱼 501","*",2100,"广州龙康体育用品公司",null,"中国","2011-11-01","行政（党政部门）","教学设备费","李燕"]
[64,"化工学院综合办","11026920","乒乓球桌","双鱼 501","*",2100,"广州龙康体育用品公司",null,"中国","2011-11-01","行政（党政部门）","教学设备费","李燕"]
[65,"化工学院综合办","11026921","乒乓球桌","双鱼 501","*",2100,"广州龙康体育用品公司",null,"中国","2011-11-01","行政（党政部门）","教学设备费","李燕"]
[66,"化工学院综合办","2015006437","排球架","sc-306","2.15-2.55mm*89mm，材质：不锈钢",1100,"昆明市盘龙区安拓体育用品经营部","安拓","中国","2015-07-03","行政（党政部门）","教育服务费","李燕"]
[67,"化工学院综合办","2017006866","密集柜","900*2200/LW-001","架体结构为立柱结构，最高不超过6层",10680,"中山优冠家具制造有限公司","优茂","中国","2017-12-15","行政（党政部门）","教学设备费","杜勇"]
[68,"化工学院综合办","2017006867","密集柜","900*2200/LW-001","架体结构为立柱结构，最高不超过6层",10680,"中山优冠家具制造有限公司","优茂","中国","2017-12-15","行政（党政部门）","教学设备费","杜勇"]
[69,"化工学院综合办","2017006868","密集柜","900*2200/LW-001","架体结构为立柱结构，最高不超过6层",10680,"中山优冠家具制造有限公司","优茂","中国","2017-12-15","行政（党政部门）","教学设备费","杜勇"]
[70,"化工学院综合办","2017006869","密集柜","900*2200/LW-001","架体结构为立柱结构，最高不超过6层",10680,"中山优冠家具制造有限公司","优茂","中国","2017-12-15","行政（党政部门）","教学设备费","杜勇"]
[71,"化工学院综合办","2017006870","密集柜","900*2200/LW-001","架体结构为立柱结构，最高不超过6层",10680,"中山优冠家具制造有限公司","优茂","中国","2017-12-15","行政（党政部门）","教学设备费","杜勇"]
[72,"化工学院综合办","2017006871","密集柜","900*2200/LW-001","架体结构为立柱结构，最高不超过6层",10680,"中山优冠家具制造有限公司","优茂","中国","2017-12-15","行政（党政部门）","教学设备费","杜勇"]
[73,"化工学院综合办","2017006872","密集柜","900*2200/LW-001","架体结构为立柱结构，最高不超过6层",10680,"中山优冠家具制造有限公司","优茂","中国","2017-12-15","行政（党政部门）","教学设备费","杜勇"]
[74,"化工学院综合办","2017006873","密集柜","900*2200/LW-001","架体结构为立柱结构，最高不超过6层",10680,"中山优冠家具制造有限公司","优茂","中国","2017-12-15","行政（党政部门）","教学设备费","杜勇"]
[75,"化工学院综合办","2017006874","密集柜","900*2200/LW-001","架体结构为立柱结构，最高不超过6层",10680,"中山优冠家具制造有限公司","优茂","中国","2017-12-15","行政（党政部门）","教学设备费","杜勇"]
[76,"化工学院综合办","2017006875","密集柜","900*2200/LW-001","架体结构为立柱结构，最高不超过6层",10680,"中山优冠家具制造有限公司","优茂","中国","2017-12-15","行政（党政部门）","教学设备费","杜勇"]
[77,"化工学院综合办","2017006459","门厅沙发","4+1+1/YG-2125-A","牛皮",2986,"中山优冠家具制造有限公司","优茂","中国","2017-12-14","行政（党政部门）","教学设备费","李燕"]
[78,"化工学院综合办","20023080","录像放像设备（DVD）","步步高915K","*",1420,"*",null,"中国","2002-10-01","教学","教学设备费","袁敬"]
[79,"化工学院综合办","11026969","六人扫腰器","SL-9060","180*180*135cm",1800,"昆明侠乐玩具厂",null,"中国","2011-11-01","行政（党政部门）","教学设备费","赵榆林"]
[80,"化工学院综合办","2017006461","六人会议桌","2100*760/H-5824","0.6mm厚天然胡桃木皮饰面",1378,"中山优冠家具制造有限公司","优茂","中国","2017-12-14","行政（党政部门）","教学设备费","李燕"]
[81,"化工学院综合办","20131472","雷达行车记录器","GPS-1680H","OVPT12,100万像素",1200,"厦门瑞忆科技有限公司",null,"中国","2013-09-01","科研","科研费","刘晓波"]
[82,"化工学院综合办","20120132","激光一体机","三星 SCX-4623FH","打印、复印、传真",2500,"三星电子公司",null,"中国","2012-01-01","行政（党政部门）","业务费","张祎颖"]
[83,"化工学院综合办","20050303","激光打印机","HP5100","A3",8500,"惠普公司",null,"中国","2005-01-01","行政（党政部门）","业务费","杜勇"]
[84,"化工学院综合办","20057286","激光打印机","EPSON EPL-6200L","*",1350,"爱普生公司",null,"中国","2005-11-01","教学","教学设备费","刘晓波"]
[85,"化工学院综合办","20060742","激光打印机","三星ML-1610","*",1180,"山东三星电子科技公司",null,"中国","2006-02-01","行政（党政部门）","业务费","李云燕"]
[86,"化工学院综合办","20060785","激光打印机","三星ML-1610","*",1180,"山东三星电子公司",null,"中国","2006-03-01","行政（党政部门）","业务费","齐毅"]
[87,"化工学院综合办","20061562","激光打印机","HP 1020","A4 15张/分钟",1580,"惠普公司",null,"中国","2006-05-01","行政（党政部门）","业务费","钱伟民"]
[88,"化工学院综合办","20063327","激光打印机","HP 1020","A4",1680,"惠普公司",null,"中国","2006-11-01","行政（党政部门）","业务费","赵榆林"]
[89,"化工学院综合办","20064928","激光打印机","联想LJ200","*",1600,"联想集团",null,"中国","2006-11-01","行政（党政部门）","自筹经费","朱正良"]
[90,"化工学院综合办","20065050","激光打印机","三星1610","*",1250,"三星电子通讯公司",null,"中国","2006-11-01","行政（党政部门）","业务费","李燕"]
[91,"化工学院综合办","20065057","激光打印机","三星ML-1610","A4",1250,"山东三星通信设备公司",null,"中国","2006-11-01","行政（党政部门）","业务费","张祎颖"]
[92,"化工学院综合办","20065058","激光打印机","三星ML-1610","A4",1250,"山东三星通信设备公司",null,"中国","2006-11-01","行政（党政部门）","业务费","张祎颖"]
[93,"化工学院综合办","20065059","激光打印机","三星ML-1610","A4",1250,"山东三星通信设备公司",null,"中国","2006-11-01","行政（党政部门）","业务费","袁敬"]
[94,"化工学院综合办","20073000","激光打印机","HP 1020","*",1680,"惠普公司",null,"中国","2007-01-01","行政（党政部门）","业务费","赵榆林"]
[95,"化工学院综合办","20101561","激光打印机","三星1610","A4",1200,"三星电子公司",null,"中国","2010-04-01","行政（党政部门）","业务费","冷艳"]
[96,"化工学院综合办","20120131","激光打印机","三星 ML-1670","A4，黑白",1100,"三星电子公司",null,"中国","2012-01-01","行政（党政部门）","业务费","张祎颖"]
[97,"化工学院综合办","20120410","激光打印机","HP M1005","A4",1800,"惠普公司",null,"中国","2012-03-01","行政（党政部门）","业务费","杨庆云"]
[98,"化工学院综合办","2t031677","会议桌","木制 3.5米","*",2800,"*",null,"中国","2003-09-01","行政（党政部门）","业务费","李云燕"]
[99,"化工学院综合办","20120592","会议话筒","HANPU TY820A","Q/ETYD01-2010",1050,"恩平天一电子厂",null,"中国","2012-04-01","行政（党政部门）","业务费","李燕"]
[100,"化工学院综合办","2017006980","管式电阻炉","意丰 SK2-1-10","电阻丝/1200℃/35*300mm/220V/1kw",1980,"上海意丰实验仪器厂","意丰","中国","2017-12-11","科研","科研费","王春丽"]
[101,"化工学院综合办","2017006981","管式电阻炉","意丰 SK2-1-10","电阻丝/1200℃/35*300mm/220V/1kw",1980,"上海意丰实验仪器厂","意丰","中国","2017-12-11","科研","科研费","王春丽"]
[102,"化工学院综合办","2017006982","管式电阻炉","意丰 SK2-1-10","电阻丝/1200℃/35*300mm/220V/1kw",1980,"上海意丰实验仪器厂","意丰","中国","2017-12-11","科研","科研费","王春丽"]
[103,"化工学院综合办","2017006983","管式电阻炉","意丰 SK2-1-10","电阻丝/1200℃/35*300mm/220V/1kw",1980,"上海意丰实验仪器厂","意丰","中国","2017-12-11","科研","科研费","王春丽"]
[104,"化工学院综合办","2017006984","管式电阻炉","意丰 SK2-1-10","电阻丝/1200℃/35*300mm/220V/1kw",1980,"上海意丰实验仪器厂","意丰","中国","2017-12-11","科研","科研费","王春丽"]
[105,"化工学院综合办","2017006985","管式电阻炉","意丰 SK2-1-10","电阻丝/1200℃/35*300mm/220V/1kw",1980,"上海意丰实验仪器厂","意丰","中国","2017-12-11","科研","科研费","王春丽"]
[106,"化工学院综合办","20055456","功放","MRTAK M-100","内置16BIT数码音调",1100,"广州雷诺舞台音响公司",null,"中国","2005-10-01","教学","教学设备费","袁敬"]
[107,"化工学院综合办","20055132","复印机","夏普AR-M276","*",19500,"夏普办公设备有限公司",null,"中国","2005-10-01","行政（党政部门）","业务费","周宇翔"]
[108,"化工学院综合办","2017006978","复印机","惠普 M435nw","黑白/ A3幅面/ 1-99张",7660,"惠普贸易（上海）有限公司","惠普","中国","2017-12-14","科研","科研费","杜勇"]
[109,"化工学院综合办","20052636","服务器","HP 375429-AA1","Xeon 3.6GHZ 256M",19000,"惠普公司",null,"中国","2005-05-01","行政（党政部门）","业务费","李燕"]
[110,"化工学院综合办","01114300","多媒体投影机","*","*",53500,"日本三菱公司",null,"中国","2001-09-01","教学","教学设备费","袁敬"]
[111,"化工学院综合办","20130633","电子显示屏","室内5.0单红","长5.946m*高0.578m",8500,"昆明恒星广告制作部",null,"中国","2013-05-01","行政（党政部门）","教学设备费","李燕"]
[112,"化工学院综合办","20117233","电钢琴","雅马哈 P-85S","*",4500,"雅马哈乐器音响公司",null,"中国","2011-06-01","行政（党政部门）","业务费","张袆颖"]
[113,"化工学院综合办","11026913","电动跑步机","KL-1330","*",3700,"广州龙康体育用品公司",null,"中国","2011-11-01","行政（党政部门）","教学设备费","李燕"]
[114,"化工学院综合办","11026912","电动车","锡特TDR782爱博士","时速20km",3490,"无锡华伟车辆厂",null,"中国","2011-11-01","行政（党政部门）","教学设备费","周宇翔"]
[115,"化工学院综合办","2017006460","大会议桌","5600*760/DH-12560","0.6mm厚天然胡桃木皮饰面",7069,"中山优冠家具制造有限公司","优茂","中国","2017-12-14","行政（党政部门）","教学设备费","李燕"]
[116,"化工学院综合办","20023126","打印机","HP FJ 1000","*",2450,"HP",null,"中国","2002-10-01","教学","教学设备费","丁玲"]
[117,"化工学院综合办","2015001404","打印机","HL-2240D","220v/240v-50/60Hz  4.4A",1100,"兄弟（中国）商业有限公司","brother","中国","2015-04-01","教学","业务费","梅毅"]
[118,"化工学院综合办","20065060","传真机","松下KX-FL313CN","A4普通纸",2480,"松下通信系统公司",null,"马来西亚","2006-11-01","行政（党政部门）","业务费","齐毅"]
[119,"化工学院综合办","20065581","传真机","松下KX-FL313CN","*",2480,"松下通信有限公司",null,"马来西亚","2006-12-01","行政（党政部门）","业务费","丁玲"]
[120,"化工学院综合办","2015014297","传真机","松下 FL328CN","黑白激光/A4/约4秒/页",1480,"松下电器（中国）有限公司","松下","中国","2015-11-18","行政（党政部门）","其它经费","李燕"]
[121,"化工学院综合办","20070862","测速仪","征服者GPS/A3","*",2100,"昆山东太利电子公司",null,"中国","2007-05-01","行政（党政部门）","业务费","刘晓波"]
[122,"化工学院综合办","11027355","笔记本电脑","联想 T420 4180-PLC","2G/500G/14\"",9025,"联想集团公司",null,"中国","2011-12-01","行政（党政部门）","自筹经费","钱伟民"]
[123,"化工学院综合办","20065048","笔记本电脑","IBM R60E0658DEI","CPU1.66G双核/1G/60G",11500,"IBM公司",null,"美国","2006-11-01","行政（党政部门）","业务费","杜勇"]
[124,"化工学院综合办","20073002","笔记本电脑","联想昭阳E680A","*",13900,"联想集团公司",null,"中国","2007-01-01","行政（党政部门）","业务费","唐晓宁"]
[125,"化工学院综合办","20130886","笔记本电脑","HP/P6-1095cn","cpui5/4GB/500G/17英寸",4200,"中国惠普有限公司",null,"中国","2013-02-01","行政（党政部门）","业务费","张祎颖"]
[126,"化工学院综合办","2015014341","笔记本电脑","联想 Y50-70","i7 4710HQ/8GB/1TB/15.6英寸",8200,"联想(北京)有限公司","联想","中国","2015-11-18","行政（党政部门）","其它经费","贾庆明"]
[127,"化工学院综合办","2016010783","笔记本电脑","戴尔Latitude E7270","I5 6200/4G/128G/12.5寸",8290,"戴尔(中国)有限公司","戴尔","中国","2016-10-24","教学","科研费","梅毅"]
[128,"化工学院综合办","2017006462","办公桌","1800*760/B-6S181","0.6mm厚天然胡桃木皮饰面",1724,"中山优冠家具制造有限公司","优茂","中国","2017-12-14","行政（党政部门）","教学设备费","李燕"]
[129,"化工学院综合办","20023351","YAMAHAG功放","RX-V320","*",1950,"*",null,"中国","2002-12-01","教学","教学设备费","袁敬"]
[130,"化工学院综合办","11027671","LED显示屏","4.6平方米","*",8988,"昆明凤宇霓虹灯厂",null,"中国","2011-12-01","行政（党政部门）","自筹经费","周宇翔"]
[131,"化工学院综合办","11027672","LED显示屏","2.6平方米","*",8988,"昆明凤宇霓虹灯厂",null,"中国","2011-12-01","行政（党政部门）","自筹经费","周宇翔"]
[1723,"合计",{"$nulls":3},"设备原值",710438,{"$nulls":6},"元"]
[1724]
[1725]
[1726]
[1727]
[1728]
[1729]
[1730]
[1731]
[1732]
[1733]
[1734]
[1735]
[1736]
[1737]
[1738]
[1739]
[1740]
[1741]
[1742]
[1743]
[1744]
[1745]
[1746]
[1747]
[1748]
[1749]
[1750]
[1751]
[1752]
[1753]
[1754]
[1755]
[1756]
[1757]
[1758]
[1759]
[1760]
[1761]
[1762]
[1763]
[1764]
[1765]
[1766]
[1767]
[1768]
[1769]
[1770]
[1771]
[1772]
[1773]
[1774]
[1775]
[1776]
[1777]
[1778]
[1779]
[1780]
[1781]
[1782]
[1783]
[1784]
[1785]
[1786]
[1787]
[1788]
[1789]
[1790]
[1791]
[1792]
[1793]
[1794]
[1795]
[1796]
[1797]
[1798]
[1799]
[1800]
[1801]
[1802]
[1803]
[1804]
[1805]
[1806]
[1807]
[1808]
[1809]
[1810]
[1811]
[1812]
[1813]
[1814]
[1815]
[1816]
[1817]
[1818]
[1819]
[1820]
[1821]
[1822]
[1823]
[1824]
[1825]
[1826]
[1827]
[1828]
[1829]
[1830]
[1831]
[1832]
[1833]
[1834]
[1835]
[1836]
[1837]
[1838]
[1839]
[1840]
[1841]
[1842]
[1843]
[1844]
[1845]
[1846]
[1847]
[1848]
[1849]
[1850]
[1851]
[1852]
[1853]
[1854]
[1855]
[1856]
[1857]
[1858]
[1859]
[1860]
[1861]
[1862]
[1863]
[1864]
[1865]
[1866]
[1867]
[1868]
[1869]
[1870]
[1871]
[1872]
[1873]
[1874]
[1875]
[1876]
[1877]
[1878]
[1879]
[1880]
[1881]
[1882]
[1883]
[1884]
[1885]
[1886]
[1887]
[1888]
[1889]
[1890]
[1891]
[1892]
[1893]
[1894]
[1895]
[1896]
[1897]
[1898]
[1899]
[1900]
[1901]
[1902]
[1903]
[1904]
[1905]
[1906]
[1907]
[1908]
[1909]
[1910]
[1911]
[1912]
[1913]
[1914]
[1915]
[1916]
[1917]
[1918]
[1919]
[1920]
[1921]
[1922]
[1923]
[1924]
[1925]
[1926]
[1927]
[1928]
[1929]
[1930]
[1931]
[1932]
[1933]
[1934]
[1935]
[1936]
[1937]
[1938]
[1939]
[1940]
[1941]
[1942]
[1943]
[1944]
[1945]
[1946]
[1947]
[1948]
[1949]
[1950]
[1951]
[1952]
[1953]
[1954]
[1955]
[1956]
[1957]
[1958]
[1959]
[1960]
[1961]
[1962]
[1963]
[1964]
[1965]
[1966]
[1967]
[1968]
[1969]
[1970]
[1971]
[1972]
[1973]
[1974]
[1975]
[1976]
[1977]
[1978]
[1979]
[1980]
[1981]
[1982]
[1983]
[1984]
[1985]
[1986]
[1987]
[1988]
[1989]
[1990]
[1991]
[1992]
[1993]
[1994]
[1995]
[1996]
[1997]
[1998]
[1999]
[2000]
[2001]
[2002]
[2003]
[2004]
[2005]
[2006]
[2007]
[2008]
[2009]
[2010]
[2011]
[2012]
[2013]
[2014]
[2015]
[2016]
[2017]
[2018]
[2019]
[2020]
[2021]
[2022]
[2023]
[2024]
[2025]
[2026]
[2027]
[2028]
[2029]
[2030]
[2031]
[2032]
[2033]
[2034]
[2035]
[2036]
[2037]
[2038]
[2039]
[2040]
[2041]
[2042]
[2043]
[2044]
[2045]
[2046]
[2047]
[2048]
[2049]
[2050]
[2051]
[2052]
[2053]
[2054]
[2055]
[2056]
[2057]
[2058]
[2059]
[2060]
[2061]
[2062]
[2063]
[2064]
[2065]
[2066]
[2067]
[2068]
[2069]
[2070]
[2071]
[2072]
[2073]
[2074]
[2075]
[2076]
[2077]
[2078]
[2079]
[2080]
[2081]
[2082]
[2083]
[2084]
[2085]
[2086]
[2087]
[2088]
[2089]
[2090]
[2091]
[2092]
[2093]
[2094]
[2095]
[2096]
[2097]
[2098]
[2099]
[2100]
[2101]
[2102]
[2103]
[2104]
[2105]
[2106]
[2107]
[2108]
[2109]
[2110]
[2111]
[2112]
[2113]
[2114]
[2115]
[2116]
[2117]
[2118]
[2119]
[2120]
[2121]
[2122]
[2123]
[2124]
[2125]
[2126]
[2127]
[2128]
[2129]
[2130]
[2131]
[2132]
[2133]
[2134]
[2135]
[2136]
[2137]
[2138]
[2139]
[2140]
[2141]
[2142]
[2143]
[2144]
[2145]
[2146]
[2147]
[2148]
[2149]
[2150]
[2151]
[2152]
[2153]
[2154]
[2155]
[2156]
[2157]
[2158]
[2159]
[2160]
[2161]
[2162]
[2163]
[2164]
[2165]
[2166]
[2167]
[2168]
[2169]
[2170]
[2171]
[2172]
[2173]
[2174]
[2175]
[2176]
[2177]
[2178]
[2179]
[2180]
[2181]
[2182]
[2183]
[2184]
[2185]
[2186]
[2187]
[2188]
[2189]
[2190]
[2191]
[2192]
[2193]
[2194]
[2195]
[2196]
[2197]
[2198]
[2199]
[2200]
[2201]
[2202]
[2203]
[2204]
[2205]
[2206]
[2207]
[2208]
[2209]
[2210]
[2211]
[2212]
[2213]
[2214]
[2215]
[2216]
[2217]
[2218]
[2219]
[2220]
[2221]
[2222]
[2223]
[2224]
[2225]
[2226]
[2227]
[2228]
[2229]
[2230]
[2231]
[2232]
[2233]
[2234]
[2235]
[2236]
[2237]
[2238]
[2239]
[2240]
[2241]
[2242]
[2243]
[2244]
[2245]
[2246]
[2247]
[2248]
[2249]
[2250]
[2251]
[2252]
[2253]
[2254]
[2255]
[2256]
[2257]
[2258]
[2259]
[2260]
[2261]
[2262]
[2263]
[2264]
[2265]
[2266]
[2267]
[2268]
[2269]
[2270]
[2271]
[2272]
[2273]
[2274]
[2275]
[2276]
[2277]
[2278]
[2279]
[2280]
[2281]
[2282]
[2283]
[2284]
[2285]
[2286]
["合计"]